## Global
Property | value
CO2 limit
Cost limit
PF_HP
PF_elec
TransDist | 0
flexible | 1
power_price_kw
tsam | 1
assumelowq | 0
excel | 0
grid_curtailment | 0
lp | 0
retrofit | 0
tsam_season | 0
uncoordinated | 0

## Site
Name | area | base-voltage | ref-node | min-voltage | max-voltage | power_price_kw
Trafostation_OS |  | 0.4 |  | 1 | 1
main_busbar |  | 0.4 | 1 | 1 | 1
Consumer Nodebus 137 |  | 0.4 |  | 0.95 | 1.03
Consumer Nodebus 142 |  | 0.4 |  | 0.95 | 1.03
Connection Nodebus 138 |  | 0.4 |  | 0.95 | 1.03
Connection Nodebus 143 |  | 0.4 |  | 0.95 | 1.03

## Commodity
Site | Commodity | Type | price | max | maxperhour
Trafostation_OS | electricity | Stock | 0 | 0 | 0
main_busbar | electricity | Stock | 0 | 0 | 0
Consumer Nodebus 137 | electricity | Demand | 0 | 0 | 0
Consumer Nodebus 142 | electricity | Demand | 0 | 0 | 0
Connection Nodebus 138 | electricity | Stock | 0 | 0 | 0
Connection Nodebus 143 | electricity | Stock | 0 | 0 | 0
main_busbar | electricity-reactive | Stock | 0 | 0 | 0
Consumer Nodebus 137 | electricity-reactive | Demand | 0 | 0 | 0
Consumer Nodebus 142 | electricity-reactive | Demand | 0 | 0 | 0
Connection Nodebus 138 | electricity-reactive | Stock | 0 | 0 | 0
Connection Nodebus 143 | electricity-reactive | Stock | 0 | 0 | 0
Trafostation_OS | electricity_hp | Stock | 0 | 0 | 0
main_busbar | electricity_hp | Stock | 0 | 0 | 0
Consumer Nodebus 137 | electricity_hp | Stock | 0 | 0 | 0
Consumer Nodebus 142 | electricity_hp | Stock | 0 | 0 | 0
Connection Nodebus 138 | electricity_hp | Stock | 0 | 0 | 0
Connection Nodebus 143 | electricity_hp | Stock | 0 | 0 | 0
Trafostation_OS | electricity_import | Buy | 0.42 | inf | inf
Trafostation_OS | electricity_hp_import | Buy | 0.3 | inf | inf
Trafostation_OS | electricity_feed_in | Sell | 0.064 | inf | inf
Consumer Nodebus 137 | solar | SupIm
Consumer Nodebus 137 | common_heat | Stock | 0 | 0 | 0
Consumer Nodebus 137 | space_heat | Demand
Consumer Nodebus 137 | water_heat | Demand
Consumer Nodebus 137 | electricity_hp_usable | Stock | 0 | 0 | 0
Consumer Nodebus 137 | mobility1 | Demand | 0 | 0 | 0
Consumer Nodebus 142 | solar | SupIm
Consumer Nodebus 142 | common_heat | Stock | 0 | 0 | 0
Consumer Nodebus 142 | space_heat | Demand
Consumer Nodebus 142 | water_heat | Demand
Consumer Nodebus 142 | electricity_hp_usable | Stock | 0 | 0 | 0
Consumer Nodebus 142 | mobility1 | Demand | 0 | 0 | 0

## Process
Site | Process | inst-cap | cap-lo | cap-up | ramp-up-grad | ramp-down-grad | min-fraction | start-time | inv-cost | fix-cost | var-cost | wacc | depreciation | area-per-cap | cap-block | start-price | on-off | pf-min | decommissionable | decom-saving | inv-cost-fix
Trafostation_OS | import | 1000 | 0 | inf |  |  | 0 |  | 0 | 0 | 0 | 0.07 | 30
Trafostation_OS | import_hp | 1000 | 0 | inf |  |  | 0 |  | 0 | 0 | 0 | 0.07 | 30
Trafostation_OS | feed_in | 1000 | 0 | inf |  |  | 0 |  | 0 | 0 | 0 | 0.07 | 30
Trafostation_OS | Slack | 1000 | 0 | 1000 |  |  | 0 |  | 99999 | 0 | 999 | 0.07 | 30
main_busbar | Q_feeder_central | 1000 | 0 | inf |  |  | 0 |  | 0 | 0 | 0.042 | 0.07 | 30
Consumer Nodebus 137 | Rooftop PV | 0 | 0 | 30 |  |  | 0 |  | 914 | 12.5 | 0 | 0.027 | 20 |  |  |  |  | 0.95 |  |  | 4074
Consumer Nodebus 137 | Heat_dummy_space | 150 | 0 | 150 |  |  | 0 |  | 0 | 0 | 0 | 0.07 | 1
Consumer Nodebus 137 | Heat_dummy_water | 150 | 0 | 300 |  |  | 0 |  | 0 | 0 | 0 | 0.07 | 1
Consumer Nodebus 137 | heatpump_air | 0 | 0 | inf |  |  | 0 |  | 1440 | 60 | 0 | 0.02 | 18 | [7 empty] | 5924
Consumer Nodebus 137 | heatpump_air_heizstrom | 0 | 0 | inf |  |  | 0 |  | 1440 | 60 | 0 | 0.02 | 18 | [7 empty] | 5924
Consumer Nodebus 137 | elec_hp_to_usable | 150 | 0 | 150 |  |  | 0 |  | 0 | 0 | 0 | 0.07 | 1
Consumer Nodebus 137 | curtailment | 150 | 0 | 150 |  |  | 0 |  | 0 | 0 | 0 | 0.07 | 20
Consumer Nodebus 137 | Slack_heat | 150 | 0 | 150 |  |  | 0 |  | 99999 | 0 | 999 | 0.07 | 30
Consumer Nodebus 137 | charging_station1 | 11 | 0 | 11 |  |  | 0 |  | 0 | 0 | 0 | 0.07 | 1
Consumer Nodebus 142 | Rooftop PV | 0 | 0 | 30 |  |  | 0 |  | 914 | 12.5 | 0 | 0.027 | 20 |  |  |  |  | 0.95 |  |  | 4074
Consumer Nodebus 142 | Heat_dummy_space | 150 | 0 | 150 |  |  | 0 |  | 0 | 0 | 0 | 0.07 | 1
Consumer Nodebus 142 | Heat_dummy_water | 150 | 0 | 300 |  |  | 0 |  | 0 | 0 | 0 | 0.07 | 1
Consumer Nodebus 142 | heatpump_air | 0 | 0 | inf |  |  | 0 |  | 1440 | 60 | 0 | 0.02 | 18 | [7 empty] | 5924
Consumer Nodebus 142 | heatpump_air_heizstrom | 0 | 0 | inf |  |  | 0 |  | 1440 | 60 | 0 | 0.02 | 18 | [7 empty] | 5924
Consumer Nodebus 142 | elec_hp_to_usable | 150 | 0 | 150 |  |  | 0 |  | 0 | 0 | 0 | 0.07 | 1
Consumer Nodebus 142 | curtailment | 150 | 0 | 150 |  |  | 0 |  | 0 | 0 | 0 | 0.07 | 20
Consumer Nodebus 142 | Slack_heat | 150 | 0 | 150 |  |  | 0 |  | 99999 | 0 | 999 | 0.07 | 30
Consumer Nodebus 142 | charging_station1 | 11 | 0 | 11 |  |  | 0 |  | 0 | 0 | 0 | 0.07 | 1

## Process-Commodity
Process | Commodity | Direction | ratio | ratio-min
import | electricity_import | In | 1
import | electricity | Out | 1
import_hp | electricity_hp_import | In | 1
import_hp | electricity_hp | Out | 1
feed_in | electricity | In | 1
feed_in | electricity_feed_in | Out | 1
Slack | electricity | In | 0
Slack | electricity | Out | 1
Q_feeder_central | electricity-reactive | Out | 1
Rooftop PV | solar | In | 1
Rooftop PV | electricity | Out | 1
Heat_dummy_space | common_heat | In | 1
Heat_dummy_space | space_heat | Out | 1
Heat_dummy_water | common_heat | In | 1
Heat_dummy_water | water_heat | Out | 1
heatpump_air | electricity | In | 1
heatpump_air | common_heat | Out | 1
heatpump_air_heizstrom | electricity_hp_usable | In | 1
heatpump_air_heizstrom | common_heat | Out | 1
elec_hp_to_usable | electricity_hp | In | 1
elec_hp_to_usable | electricity_hp_usable | Out | 1
curtailment | electricity | In | 1
Slack_heat | common_heat | Out | 1
charging_station1 | electricity | In | 1
charging_station1 | mobility1 | Out | 1

## Transmission
Site In | Site Out | Transmission | Commodity | eff | inv-cost | fix-cost | var-cost | inst-cap | cap-lo | cap-up | wacc | depreciation | reactance | resistance | difflimit | base_voltage | tra-block | decommissionable | decom-saving
Trafostation_OS | main_busbar | kont250 | electricity | 1 | 0 | 0 | 0.001 | 250 | 0 | 250 | 0.06 | 40 |  |  |  |  | 250 | 1 | 0
main_busbar | Trafostation_OS | kont250 | electricity | 1 | 0 | 0 | 0.001 | 250 | 0 | 250 | 0.06 | 40 |  |  |  |  | 250 | 1 | 0
Trafostation_OS | main_busbar | ront160 | electricity | 1 | 40.625 | 0.40625 | 0.001 | 0 | 0 | 160 | 0.06 | 40 |  |  |  |  | 160
main_busbar | Trafostation_OS | ront160 | electricity | 1 | 40.625 | 0.40625 | 0.001 | 0 | 0 | 160 | 0.06 | 40 |  |  |  |  | 160
Trafostation_OS | main_busbar | ront250 | electricity | 1 | 32 | 0.5 | 0.001 | 0 | 0 | 250 | 0.06 | 40 |  |  |  |  | 250
main_busbar | Trafostation_OS | ront250 | electricity | 1 | 32 | 0.5 | 0.001 | 0 | 0 | 250 | 0.06 | 40 |  |  |  |  | 250
Trafostation_OS | main_busbar | ront400 | electricity | 1 | 22.375 | 0.55937 | 0.001 | 0 | 0 | 400 | 0.06 | 40 |  |  |  |  | 400
main_busbar | Trafostation_OS | ront400 | electricity | 1 | 22.375 | 0.55937 | 0.001 | 0 | 0 | 400 | 0.06 | 40 |  |  |  |  | 400
Trafostation_OS | main_busbar | ront630 | electricity | 1 | 15.56 | 0.61267 | 0.001 | 0 | 0 | 630 | 0.06 | 40 |  |  |  |  | 630
main_busbar | Trafostation_OS | ront630 | electricity | 1 | 15.56 | 0.61267 | 0.001 | 0 | 0 | 630 | 0.06 | 40 |  |  |  |  | 630
Trafostation_OS | main_busbar | ront800 | electricity | 1 | 13 | 0.65 | 0.001 | 0 | 0 | 800 | 0.06 | 40 |  |  |  |  | 800
main_busbar | Trafostation_OS | ront800 | electricity | 1 | 13 | 0.65 | 0.001 | 0 | 0 | 800 | 0.06 | 40 |  |  |  |  | 800
Trafostation_OS | main_busbar | ront1000 | electricity | 1 | 10.95 | 0.68437 | 0.001 | 0 | 0 | 1000 | 0.06 | 40 |  |  |  |  | 1000
main_busbar | Trafostation_OS | ront1000 | electricity | 1 | 10.95 | 0.68437 | 0.001 | 0 | 0 | 1000 | 0.06 | 40 |  |  |  |  | 1000
Trafostation_OS | main_busbar | ront1250 | electricity | 1 | 9.72 | 0.75938 | 0.001 | 0 | 0 | 1250 | 0.06 | 40 |  |  |  |  | 1250
main_busbar | Trafostation_OS | ront1250 | electricity | 1 | 9.72 | 0.75938 | 0.001 | 0 | 0 | 1250 | 0.06 | 40 |  |  |  |  | 1250
Trafostation_OS | main_busbar | ront1600 | electricity | 1 | 8.3125 | 0.83125 | 0.001 | 0 | 0 | 1600 | 0.06 | 40 |  |  |  |  | 1600
main_busbar | Trafostation_OS | ront1600 | electricity | 1 | 8.3125 | 0.83125 | 0.001 | 0 | 0 | 1600 | 0.06 | 40 |  |  |  |  | 1600
Trafostation_OS | main_busbar | ront2000 | electricity | 1 | 7.375 | 0.92188 | 0.001 | 0 | 0 | 2000 | 0.06 | 40 |  |  |  |  | 2000
main_busbar | Trafostation_OS | ront2000 | electricity | 1 | 7.375 | 0.92188 | 0.001 | 0 | 0 | 2000 | 0.06 | 40 |  |  |  |  | 2000
Connection Nodebus 138 | Consumer Nodebus 137 | NYY 4x16 SE*1 | electricity | 1 | 0 | 0 | 0 | 49.9509 | 0 | 49.9509 | 0.06 | 40 | 0.0010919 | 0.013953 |  |  | 49.9509 | 1 | 0
Connection Nodebus 138 | Consumer Nodebus 137 | NYY 4x16 SE*2 | electricity | 1 | 12.1446 | 0 | 0 | 0 | 0 | 99.9018 | 0.06 | 40 | 0.00054597 | 0.0069763 |  |  | 99.9018
Connection Nodebus 143 | Consumer Nodebus 142 | NYY 4x16 SE*1 | electricity | 1 | 0 | 0 | 0 | 49.9509 | 0 | 49.9509 | 0.06 | 40 | 0.0010075 | 0.012874 |  |  | 49.9509 | 1 | 0
Connection Nodebus 143 | Consumer Nodebus 142 | NYY 4x16 SE*2 | electricity | 1 | 11.2055 | 0 | 0 | 0 | 0 | 99.9018 | 0.06 | 40 | 0.00050375 | 0.0064369 |  |  | 99.9018
Connection Nodebus 138 | Connection Nodebus 143 | NYY 4x16 SE*1 | electricity | 1 | 0 | 0 | 0 | 49.9509 | 0 | 49.9509 | 0.06 | 40 | 0.0027858 | 0.035597 |  |  | 49.9509 | 1 | 0
Connection Nodebus 138 | Connection Nodebus 143 | NYY 4x16 SE*2 | electricity | 1 | 30.9841 | 0 | 0 | 0 | 0 | 99.9018 | 0.06 | 40 | 0.0013929 | 0.017798 |  |  | 99.9018
main_busbar | Connection Nodebus 138 | NYY 4x16 SE*1 | electricity | 1 | 0 | 0 | 0 | 49.9509 | 0 | 49.9509 | 0.06 | 40 | 0 | 0 |  |  | 49.9509 | 1 | 0
main_busbar | Connection Nodebus 138 | NYY 4x16 SE*2 | electricity | 1 | 0 | 0 | 0 | 0 | 0 | 99.9018 | 0.06 | 40 | 0 | 0 |  |  | 99.9018

## Storage
Site | Storage | Commodity | inst-cap-c | cap-lo-c | cap-up-c | inst-cap-p | cap-lo-p | cap-up-p | eff-in | eff-out | inv-cost-p | inv-cost-c | fix-cost-p | fix-cost-c | var-cost-p | var-cost-c | wacc | depreciation | init | discharge | ep-ratio | c-block | p-block | decommissionable | decom-saving-p | decom-saving-c
Consumer Nodebus 137 | heat_storage | common_heat | 0 | 0 | inf | 0 | 0 | inf | 0.9 | 1 | 99 | 200 | 0 | 0 | 0.001 | 0 | 0.07 | 20 |  | 0
Consumer Nodebus 137 | mobility_storage1 | mobility1 | 0 | 0 | 0 | 0 | 0 | 0 | 1 | 1 | 0 | 0 | 0 | 0 | 0.001 | 0 | 0.07 | 20 |  | 0
Consumer Nodebus 137 | battery_private | electricity | 0 | 0 | inf | 0 | 0 | inf | 0.96 | 1 | 0 | 500 | 0 | 5 | 0.001 | 0 | 0.07 | 20 |  | 0 | 3
Consumer Nodebus 142 | heat_storage | common_heat | 0 | 0 | inf | 0 | 0 | inf | 0.9 | 1 | 99 | 200 | 0 | 0 | 0.001 | 0 | 0.07 | 20 |  | 0
Consumer Nodebus 142 | mobility_storage1 | mobility1 | 0 | 0 | 0 | 0 | 0 | 0 | 1 | 1 | 0 | 0 | 0 | 0 | 0.001 | 0 | 0.07 | 20 |  | 0
Consumer Nodebus 142 | battery_private | electricity | 0 | 0 | inf | 0 | 0 | inf | 0.96 | 1 | 0 | 500 | 0 | 5 | 0.001 | 0 | 0.07 | 20 |  | 0 | 3

## Demand
t | Consumer Nodebus 137.electricity | Consumer Nodebus 142.electricity | Consumer Nodebus 137.electricity-reactive | Consumer Nodebus 142.electricity-reactive | Consumer Nodebus 137.mobility1 | Consumer Nodebus 142.mobility1 | Consumer Nodebus 137.space_heat | Consumer Nodebus 142.space_heat | Consumer Nodebus 137.water_heat | Consumer Nodebus 142.water_heat | weight_typeperiod
0 | 0 | 0 | 0 | 0 | 0 | 0 | 0 | 0 | 0 | 0
1 | 0.18 | 0.18 | 0.09 | 0.09 | 9.9 | 9.9 | 0 | 0 | 0 | 0
2 | 0.16 | 0.16 | 0.08 | 0.08 | 9.9 | 9.9 | 0 | 0 | 0 | 0
3 | 0.17 | 0.17 | 0.08 | 0.08 | 7 | 7 | 0 | 0 | 0 | 0
4 | 0.14 | 0.14 | 0.07 | 0.07 | 0 | 0 | 1.65 | 1.65 | 0 | 0
5 | 0.14 | 0.14 | 0.07 | 0.07 | 0 | 0 | 2.18 | 2.18 | 0 | 0
6 | 0.11 | 0.11 | 0.05 | 0.05 | 0 | 0 | 0.88 | 0.88 | 0 | 0
7 | 0.23 | 0.23 | 0.11 | 0.11 | 0 | 0 | 1.97 | 1.97 | 0 | 0
8 | 0.15 | 0.15 | 0.07 | 0.07 | 0 | 0 | 2.3 | 2.3 | 0 | 0
9 | 0.65 | 0.65 | 0.31 | 0.31 | 0 | 0 | 0.92 | 0.92 | 0 | 0
10 | 0.19 | 0.19 | 0.09 | 0.09 | 0 | 0 | 1.64 | 1.64 | 0 | 0
11 | 0.21 | 0.21 | 0.1 | 0.1 | 0 | 0 | 1.5 | 1.5 | 0 | 0
12 | 0.37 | 0.37 | 0.18 | 0.18 | 0 | 0 | 1.43 | 1.43 | 0 | 0
13 | 0.23 | 0.23 | 0.11 | 0.11 | 0 | 0 | 0.89 | 0.89 | 0 | 0
14 | 0.36 | 0.36 | 0.18 | 0.18 | 0 | 0 | 1.03 | 1.03 | 9.91 | 9.91
15 | 0.25 | 0.25 | 0.12 | 0.12 | 0 | 0 | 1.58 | 1.58 | 0 | 0
16 | 0.44 | 0.44 | 0.21 | 0.21 | 0 | 0 | 0.63 | 0.63 | 0 | 0
17 | 0.31 | 0.31 | 0.15 | 0.15 | 0 | 0 | 1.89 | 1.89 | 0 | 0
18 | 0.34 | 0.34 | 0.16 | 0.16 | 2.0582 | 2.0582 | 2.37 | 2.37 | 0 | 0
19 | 0.56 | 0.56 | 0.27 | 0.27 | 0 | 0 | 2.46 | 2.46 | 0 | 0
20 | 0.29 | 0.29 | 0.14 | 0.14 | 0 | 0 | 2.63 | 2.63 | 0 | 0
21 | 0.24 | 0.24 | 0.12 | 0.12 | 0 | 0 | 2.58 | 2.58 | 0 | 0
22 | 0.61 | 0.61 | 0.29 | 0.29 | 0 | 0 | 2.59 | 2.59 | 0 | 0
23 | 0.58 | 0.58 | 0.28 | 0.28 | 0 | 0 | 2.75 | 2.75 | 0 | 0
24 | 0.12 | 0.12 | 0.06 | 0.06 | 0 | 0 | 2.72 | 2.72 | 0 | 0
25 | 0.11 | 0.11 | 0.05 | 0.05 | 0 | 0 | 1.09 | 1.09 | 0 | 0
26 | 0.07 | 0.07 | 0.03 | 0.03 | 0 | 0 | 2.25 | 2.25 | 0 | 0
27 | 0.06 | 0.06 | 0.03 | 0.03 | 0 | 0 | 2.72 | 2.72 | 0 | 0
28 | 0.09 | 0.09 | 0.04 | 0.04 | 0 | 0 | 1.09 | 1.09 | 0 | 0
29 | 0.05 | 0.05 | 0.02 | 0.02 | 0 | 0 | 0.44 | 0.44 | 0 | 0
30 | 0.06 | 0.06 | 0.03 | 0.03 | 0 | 0 | 0.18 | 0.18 | 0 | 0
31 | 0.12 | 0.12 | 0.06 | 0.06 | 0 | 0 | 1.87 | 1.87 | 0 | 0
32 | 0.22 | 0.22 | 0.11 | 0.11 | 0 | 0 | 2.44 | 2.44 | 0 | 0
33 | 0.37 | 0.37 | 0.18 | 0.18 | 0 | 0 | 2.46 | 2.46 | 0 | 0
34 | 0.36 | 0.36 | 0.17 | 0.17 | 0 | 0 | 2.42 | 2.42 | 0 | 0
35 | 0.35 | 0.35 | 0.17 | 0.17 | 0 | 0 | 2.09 | 2.09 | 0 | 0
36 | 0.24 | 0.24 | 0.12 | 0.12 | 0 | 0 | 2.06 | 2.06 | 0 | 0
37 | 0.18 | 0.18 | 0.09 | 0.09 | 0 | 0 | 1.96 | 1.96 | 0 | 0
38 | 0.7 | 0.7 | 0.34 | 0.34 | 0 | 0 | 2 | 2 | 0 | 0
39 | 0.4 | 0.4 | 0.19 | 0.19 | 0 | 0 | 2.31 | 2.31 | 0 | 0
40 | 0.47 | 0.47 | 0.23 | 0.23 | 0 | 0 | 2.43 | 2.43 | 0 | 0
41 | 0.51 | 0.51 | 0.25 | 0.25 | 0.6712 | 0.6712 | 2.71 | 2.71 | 0 | 0
42 | 0.34 | 0.34 | 0.16 | 0.16 | 0 | 0 | 2.82 | 2.82 | 0 | 0
43 | 0.28 | 0.28 | 0.14 | 0.14 | 0 | 0 | 2.87 | 2.87 | 0 | 0
44 | 0.24 | 0.24 | 0.12 | 0.12 | 0 | 0 | 2.89 | 2.89 | 0 | 0
45 | 0.22 | 0.22 | 0.11 | 0.11 | 4.0699 | 4.0699 | 2.93 | 2.93 | 0 | 0
46 | 0.24 | 0.24 | 0.11 | 0.11 | 0 | 0 | 2.92 | 2.92 | 0 | 0
47 | 0.19 | 0.19 | 0.09 | 0.09 | 0 | 0 | 2.94 | 2.94 | 0 | 0
48 | 0.12 | 0.12 | 0.06 | 0.06 | 0 | 0 | 1.18 | 1.18 | 0 | 0
49 | 0.17 | 0.17 | 0.08 | 0.08 | 0 | 0 | 0.47 | 0.47 | 0 | 0
50 | 0.12 | 0.12 | 0.06 | 0.06 | 0 | 0 | 2.08 | 2.08 | 0 | 0
51 | 0.12 | 0.12 | 0.06 | 0.06 | 0 | 0 | 2.7 | 2.7 | 0 | 0
52 | 0.12 | 0.12 | 0.06 | 0.06 | 0 | 0 | 2.85 | 2.85 | 0 | 0
53 | 0.11 | 0.11 | 0.05 | 0.05 | 0 | 0 | 1.14 | 1.14 | 0 | 0
54 | 0.1 | 0.1 | 0.05 | 0.05 | 0 | 0 | 0.46 | 0.46 | 0 | 0
55 | 0.17 | 0.17 | 0.08 | 0.08 | 0 | 0 | 2.04 | 2.04 | 0 | 0
56 | 0.16 | 0.16 | 0.08 | 0.08 | 0 | 0 | 2.65 | 2.65 | 0 | 0
57 | 0.21 | 0.21 | 0.1 | 0.1 | 0 | 0 | 2.65 | 2.65 | 0 | 0
58 | 0.15 | 0.15 | 0.07 | 0.07 | 0 | 0 | 2.67 | 2.67 | 0 | 0
59 | 0.16 | 0.16 | 0.08 | 0.08 | 0 | 0 | 2.34 | 2.34 | 0 | 0
60 | 0.42 | 0.42 | 0.2 | 0.2 | 0 | 0 | 2.04 | 2.04 | 16.95 | 16.95
61 | 0.29 | 0.29 | 0.14 | 0.14 | 0 | 0 | 1.88 | 1.88 | 0 | 0
62 | 0.77 | 0.77 | 0.37 | 0.37 | 0 | 0 | 1.92 | 1.92 | 0 | 0
63 | 0.81 | 0.81 | 0.39 | 0.39 | 0 | 0 | 2.05 | 2.05 | 0 | 0
64 | 0.47 | 0.47 | 0.23 | 0.23 | 2.0946 | 2.0946 | 2.16 | 2.16 | 0 | 0
65 | 0.3 | 0.3 | 0.15 | 0.15 | 0 | 0 | 2.48 | 2.48 | 0 | 0
66 | 0.38 | 0.38 | 0.18 | 0.18 | 0 | 0 | 2.64 | 2.64 | 0 | 0
67 | 0.5 | 0.5 | 0.24 | 0.24 | 0 | 0 | 2.79 | 2.79 | 0 | 0
68 | 0.27 | 0.27 | 0.13 | 0.13 | 0 | 0 | 2.9 | 2.9 | 0 | 0
69 | 0.25 | 0.25 | 0.12 | 0.12 | 0 | 0 | 2.97 | 2.97 | 0 | 0
70 | 0.23 | 0.23 | 0.11 | 0.11 | 0 | 0 | 3 | 3 | 0 | 0
71 | 0.23 | 0.23 | 0.11 | 0.11 | 0 | 0 | 3.07 | 3.07 | 0 | 0
72 | 0.18 | 0.18 | 0.09 | 0.09 | 0 | 0 | 3.27 | 3.27 | 0 | 0
73 | 0.16 | 0.16 | 0.08 | 0.08 | 0 | 0 | 3.26 | 3.26 | 0 | 0
74 | 0.17 | 0.17 | 0.08 | 0.08 | 6.0661 | 6.0661 | 1.31 | 1.31 | 0 | 0
75 | 0.12 | 0.12 | 0.06 | 0.06 | 0 | 0 | 0.53 | 0.53 | 0 | 0
76 | 0.08 | 0.08 | 0.04 | 0.04 | 0 | 0 | 0.21 | 0.21 | 0 | 0
77 | 0.09 | 0.09 | 0.04 | 0.04 | 0 | 0 | 2.1 | 2.1 | 0 | 0
78 | 0.09 | 0.09 | 0.04 | 0.04 | 0 | 0 | 0.84 | 0.84 | 0 | 0
79 | 0.09 | 0.09 | 0.04 | 0.04 | 0 | 0 | 2.32 | 2.32 | 0 | 0
80 | 0.13 | 0.13 | 0.06 | 0.06 | 0 | 0 | 2.86 | 2.86 | 0 | 0
81 | 0.2 | 0.2 | 0.1 | 0.1 | 0 | 0 | 2.68 | 2.68 | 0 | 0
82 | 0.36 | 0.36 | 0.17 | 0.17 | 0 | 0 | 2.54 | 2.54 | 0 | 0
83 | 0.29 | 0.29 | 0.14 | 0.14 | 0 | 0 | 1.02 | 1.02 | 0 | 0
84 | 0.23 | 0.23 | 0.11 | 0.11 | 0 | 0 | 1.69 | 1.69 | 0 | 0
85 | 0.23 | 0.23 | 0.11 | 0.11 | 0 | 0 | 1.69 | 1.69 | 0 | 0
86 | 0.31 | 0.31 | 0.15 | 0.15 | 0 | 0 | 1.59 | 1.59 | 0 | 0
87 | 0.28 | 0.28 | 0.14 | 0.14 | 0 | 0 | 0.64 | 0.64 | 0 | 0
88 | 0.39 | 0.39 | 0.19 | 0.19 | 0 | 0 | 1.52 | 1.52 | 0 | 0
89 | 0.26 | 0.26 | 0.13 | 0.13 | 0 | 0 | 2.23 | 2.23 | 0 | 0
90 | 0.29 | 0.29 | 0.14 | 0.14 | 0 | 0 | 2.54 | 2.54 | 0 | 0
91 | 0.25 | 0.25 | 0.12 | 0.12 | 0 | 0 | 2.72 | 2.72 | 0 | 0
92 | 0.24 | 0.24 | 0.12 | 0.12 | 0 | 0 | 2.83 | 2.83 | 0 | 0
93 | 0.35 | 0.35 | 0.17 | 0.17 | 0 | 0 | 2.7 | 2.7 | 0 | 0
94 | 0.81 | 0.81 | 0.39 | 0.39 | 0 | 0 | 2.66 | 2.66 | 0 | 0
95 | 0.36 | 0.36 | 0.17 | 0.17 | 0 | 0 | 2.65 | 2.65 | 0 | 0
96 | 0.12 | 0.12 | 0.06 | 0.06 | 0 | 0 | 2.81 | 2.81 | 0 | 0
97 | 0.1 | 0.1 | 0.05 | 0.05 | 0 | 0 | 2.78 | 2.78 | 0 | 0
98 | 0.1 | 0.1 | 0.05 | 0.05 | 0 | 0 | 1.11 | 1.11 | 0 | 0
99 | 0.06 | 0.06 | 0.03 | 0.03 | 0 | 0 | 2.38 | 2.38 | 0 | 0
100 | 0.09 | 0.09 | 0.04 | 0.04 | 0 | 0 | 0.96 | 0.96 | 0 | 0
101 | 0.09 | 0.09 | 0.04 | 0.04 | 0 | 0 | 2.34 | 2.34 | 0 | 0
102 | 0.07 | 0.07 | 0.03 | 0.03 | 0 | 0 | 2.79 | 2.79 | 0 | 0
103 | 0.19 | 0.19 | 0.09 | 0.09 | 0 | 0 | 2.98 | 2.98 | 0 | 0
104 | 0.14 | 0.14 | 0.07 | 0.07 | 0 | 0 | 3.04 | 3.04 | 0 | 0
105 | 0.35 | 0.35 | 0.17 | 0.17 | 0 | 0 | 2.73 | 2.73 | 0 | 0
106 | 0.54 | 0.54 | 0.26 | 0.26 | 0 | 0 | 1.09 | 1.09 | 0 | 0
107 | 0.28 | 0.28 | 0.13 | 0.13 | 0 | 0 | 1.74 | 1.74 | 0 | 0
108 | 0.24 | 0.24 | 0.12 | 0.12 | 0 | 0 | 1.64 | 1.64 | 10.14 | 10.14
109 | 0.28 | 0.28 | 0.13 | 0.13 | 0 | 0 | 0.66 | 0.66 | 0 | 0
110 | 0.96 | 0.96 | 0.47 | 0.47 | 0 | 0 | 0.27 | 0.27 | 0 | 0
111 | 0.44 | 0.44 | 0.21 | 0.21 | 0 | 0 | 0.11 | 0.11 | 0 | 0
112 | 0.53 | 0.53 | 0.26 | 0.26 | 0 | 0 | 1.66 | 1.66 | 0 | 0
113 | 0.93 | 0.93 | 0.45 | 0.45 | 0 | 0 | 2.27 | 2.27 | 0 | 0
114 | 0.5 | 0.5 | 0.24 | 0.24 | 0 | 0 | 2.41 | 2.41 | 0 | 0
115 | 0.32 | 0.32 | 0.15 | 0.15 | 0 | 0 | 2.51 | 2.51 | 0 | 0
116 | 0.32 | 0.32 | 0.16 | 0.16 | 0 | 0 | 2.59 | 2.59 | 0 | 0
117 | 0.31 | 0.31 | 0.15 | 0.15 | 0 | 0 | 2.67 | 2.67 | 0 | 0
118 | 0.25 | 0.25 | 0.12 | 0.12 | 0 | 0 | 2.72 | 2.72 | 0 | 0
119 | 0.54 | 0.54 | 0.26 | 0.26 | 1.0218 | 1.0218 | 2.81 | 2.81 | 0 | 0
120 | 0.45 | 0.45 | 0.22 | 0.22 | 0 | 0 | 2.82 | 2.82 | 0 | 0
121 | 0.25 | 0.25 | 0.12 | 0.12 | 0 | 0 | 2.52 | 2.52 | 0 | 0
122 | 0.18 | 0.18 | 0.09 | 0.09 | 0 | 0 | 1.01 | 1.01 | 0 | 0
123 | 0.2 | 0.2 | 0.1 | 0.1 | 0 | 0 | 0.41 | 0.41 | 0 | 0
124 | 0.17 | 0.17 | 0.08 | 0.08 | 0 | 0 | 0.17 | 0.17 | 0 | 0
125 | 0.15 | 0.15 | 0.07 | 0.07 | 0 | 0 | 0.07 | 0.07 | 0 | 0
126 | 0.12 | 0.12 | 0.06 | 0.06 | 0 | 0 | 0.03 | 0.03 | 0 | 0
127 | 0.1 | 0.1 | 0.05 | 0.05 | 0 | 0 | 1.88 | 1.88 | 0 | 0
128 | 0.41 | 0.41 | 0.2 | 0.2 | 0 | 0 | 0.75 | 0.75 | 0 | 0
129 | 0.6 | 0.6 | 0.29 | 0.29 | 0 | 0 | 0.3 | 0.3 | 0 | 0
130 | 0.75 | 0.75 | 0.37 | 0.37 | 0 | 0 | 1.24 | 1.24 | 0 | 0
131 | 0.49 | 0.49 | 0.24 | 0.24 | 0 | 0 | 1.42 | 1.42 | 0 | 0
132 | 0.63 | 0.63 | 0.31 | 0.31 | 0 | 0 | 1.54 | 1.54 | 0 | 0
133 | 0.79 | 0.79 | 0.38 | 0.38 | 0 | 0 | 1.43 | 1.43 | 10.23 | 10.23
134 | 0.6 | 0.6 | 0.29 | 0.29 | 0 | 0 | 1.48 | 1.48 | 0 | 0
135 | 0.35 | 0.35 | 0.17 | 0.17 | 0 | 0 | 1.66 | 1.66 | 0 | 0
136 | 0.38 | 0.38 | 0.19 | 0.19 | 0 | 0 | 1.76 | 1.76 | 0 | 0
137 | 0.39 | 0.39 | 0.19 | 0.19 | 0 | 0 | 2.2 | 2.2 | 0 | 0
138 | 0.35 | 0.35 | 0.17 | 0.17 | 1.686 | 1.686 | 2.43 | 2.43 | 0 | 0
139 | 0.31 | 0.31 | 0.15 | 0.15 | 0 | 0 | 2.45 | 2.45 | 0 | 0
140 | 0.34 | 0.34 | 0.16 | 0.16 | 0 | 0 | 2.49 | 2.49 | 0 | 0
141 | 0.29 | 0.29 | 0.14 | 0.14 | 0 | 0 | 2.56 | 2.56 | 0 | 0
142 | 0.24 | 0.24 | 0.12 | 0.12 | 0 | 0 | 2.59 | 2.59 | 0 | 0
143 | 0.2 | 0.2 | 0.1 | 0.1 | 0 | 0 | 2.58 | 2.58 | 0 | 0
144 | 0.18 | 0.18 | 0.09 | 0.09 | 0 | 0 | 1.04 | 1.04 | 0 | 0
145 | 0.16 | 0.16 | 0.08 | 0.08 | 0 | 0 | 2.13 | 2.13 | 0 | 0
146 | 0.12 | 0.12 | 0.06 | 0.06 | 0 | 0 | 0.86 | 0.86 | 0 | 0
147 | 0.14 | 0.14 | 0.07 | 0.07 | 0 | 0 | 0.35 | 0.35 | 0 | 0
148 | 0.12 | 0.12 | 0.06 | 0.06 | 0 | 0 | 0.14 | 0.14 | 0 | 0
149 | 0.12 | 0.12 | 0.06 | 0.06 | 0 | 0 | 0.06 | 0.06 | 0 | 0
150 | 0.17 | 0.17 | 0.08 | 0.08 | 0 | 0 | 0.03 | 0.03 | 0 | 0
151 | 0.18 | 0.18 | 0.09 | 0.09 | 0 | 0 | 1.65 | 1.65 | 0 | 0
152 | 0.18 | 0.18 | 0.09 | 0.09 | 0 | 0 | 2.26 | 2.26 | 0 | 0
153 | 0.24 | 0.24 | 0.12 | 0.12 | 0 | 0 | 1.93 | 1.93 | 0 | 0
154 | 0.25 | 0.25 | 0.12 | 0.12 | 0 | 0 | 1.47 | 1.47 | 0 | 0
155 | 0.23 | 0.23 | 0.11 | 0.11 | 0 | 0 | 1 | 1 | 0 | 0
156 | 0.2 | 0.2 | 0.1 | 0.1 | 0 | 0 | 0.73 | 0.73 | 0 | 0
157 | 0.24 | 0.24 | 0.12 | 0.12 | 0 | 0 | 0.81 | 0.81 | 0 | 0
158 | 0.32 | 0.32 | 0.15 | 0.15 | 0 | 0 | 0.33 | 0.33 | 0 | 0
159 | 0.31 | 0.31 | 0.15 | 0.15 | 0 | 0 | 1.35 | 1.35 | 0 | 0
160 | 0.3 | 0.3 | 0.15 | 0.15 | 0 | 0 | 0.54 | 0.54 | 0 | 0
161 | 0.65 | 0.65 | 0.31 | 0.31 | 0 | 0 | 1.73 | 1.73 | 0 | 0
162 | 0.55 | 0.55 | 0.27 | 0.27 | 0 | 0 | 2.21 | 2.21 | 0 | 0
163 | 0.59 | 0.59 | 0.28 | 0.28 | 0 | 0 | 2.31 | 2.31 | 0 | 0
164 | 0.38 | 0.38 | 0.18 | 0.18 | 0 | 0 | 2.4 | 2.4 | 0 | 0
165 | 0.22 | 0.22 | 0.11 | 0.11 | 0 | 0 | 2.44 | 2.44 | 0 | 0
166 | 0.5 | 0.5 | 0.24 | 0.24 | 0 | 0 | 2.42 | 2.42 | 0 | 0
167 | 0.48 | 0.48 | 0.23 | 0.23 | 0 | 0 | 2.35 | 2.35 | 0 | 0
168 | 0.23 | 0.23 | 0.11 | 0.11 | 0 | 0 | 2.42 | 2.42 | 0 | 0
169 | 0.18 | 0.18 | 0.09 | 0.09 | 0 | 0 | 2.31 | 2.31 | 0 | 0
170 | 0.17 | 0.17 | 0.08 | 0.08 | 0 | 0 | 2.32 | 2.32 | 0 | 0
171 | 0.17 | 0.17 | 0.08 | 0.08 | 0 | 0 | 2.38 | 2.38 | 0 | 0
172 | 0.12 | 0.12 | 0.06 | 0.06 | 0 | 0 | 0.96 | 0.96 | 0 | 0
173 | 0.12 | 0.12 | 0.06 | 0.06 | 0 | 0 | 1.92 | 1.92 | 0 | 0
174 | 0.22 | 0.22 | 0.11 | 0.11 | 0 | 0 | 0.77 | 0.77 | 10.29 | 10.29
175 | 0.2 | 0.2 | 0.1 | 0.1 | 0 | 0 | 1.89 | 1.89 | 0 | 0
176 | 0.24 | 0.24 | 0.12 | 0.12 | 0 | 0 | 2.36 | 2.36 | 0 | 0
177 | 0.28 | 0.28 | 0.14 | 0.14 | 0 | 0 | 2.01 | 2.01 | 0 | 0
178 | 0.24 | 0.24 | 0.12 | 0.12 | 0 | 0 | 0.81 | 0.81 | 0 | 0
179 | 0.34 | 0.34 | 0.17 | 0.17 | 0 | 0 | 0.58 | 0.58 | 0 | 0
180 | 0.24 | 0.24 | 0.12 | 0.12 | 0 | 0 | 0.23 | 0.23 | 0 | 0
181 | 0.2 | 0.2 | 0.1 | 0.1 | 0 | 0 | 0.1 | 0.1 | 0 | 0
182 | 0.31 | 0.31 | 0.15 | 0.15 | 0 | 0 | 0.04 | 0.04 | 0 | 0
183 | 0.33 | 0.33 | 0.16 | 0.16 | 0 | 0 | 0.59 | 0.59 | 0 | 0
184 | 0.31 | 0.31 | 0.15 | 0.15 | 0 | 0 | 1.11 | 1.11 | 0 | 0
185 | 0.39 | 0.39 | 0.19 | 0.19 | 0 | 0 | 0.45 | 0.45 | 0 | 0
186 | 0.39 | 0.39 | 0.19 | 0.19 | 0 | 0 | 1.54 | 1.54 | 0 | 0
187 | 0.62 | 0.62 | 0.3 | 0.3 | 0 | 0 | 1.99 | 1.99 | 0 | 0
188 | 0.4 | 0.4 | 0.19 | 0.19 | 0 | 0 | 2.17 | 2.17 | 0 | 0
189 | 0.34 | 0.34 | 0.16 | 0.16 | 0 | 0 | 2.26 | 2.26 | 0 | 0
190 | 0.58 | 0.58 | 0.28 | 0.28 | 0 | 0 | 2.47 | 2.47 | 0 | 0
191 | 0.25 | 0.25 | 0.12 | 0.12 | 0 | 0 | 2.46 | 2.46 | 0 | 0
192 | 0.23 | 0.23 | 0.11 | 0.11 | 0 | 0 | 0.99 | 0.99 | 0 | 0
193 | 0.2 | 0.2 | 0.1 | 0.1 | 0 | 0 | 0.4 | 0.4 | 0 | 0
194 | 0.17 | 0.17 | 0.08 | 0.08 | 0 | 0 | 0.16 | 0.16 | 0 | 0
195 | 0.17 | 0.17 | 0.08 | 0.08 | 0 | 0 | 0.07 | 0.07 | 0 | 0
196 | 0.14 | 0.14 | 0.07 | 0.07 | 0 | 0 | 1.58 | 1.58 | 0 | 0
197 | 0.13 | 0.13 | 0.06 | 0.06 | 0 | 0 | 0.63 | 0.63 | 0 | 0
198 | 0.13 | 0.13 | 0.06 | 0.06 | 0 | 0 | 0.26 | 0.26 | 0 | 0
199 | 0.12 | 0.12 | 0.06 | 0.06 | 0 | 0 | 1.6 | 1.6 | 0 | 0
200 | 0.29 | 0.29 | 0.14 | 0.14 | 0 | 0 | 2.11 | 2.11 | 0 | 0
201 | 0.57 | 0.57 | 0.28 | 0.28 | 0 | 0 | 2.04 | 2.04 | 0 | 0
202 | 0.35 | 0.35 | 0.17 | 0.17 | 0 | 0 | 1.92 | 1.92 | 10.61 | 10.61
203 | 0.98 | 0.98 | 0.47 | 0.47 | 0 | 0 | 1.7 | 1.7 | 0 | 0
204 | 0.96 | 0.96 | 0.47 | 0.47 | 0 | 0 | 1.43 | 1.43 | 0 | 0
205 | 0.5 | 0.5 | 0.24 | 0.24 | 0 | 0 | 1.27 | 1.27 | 0 | 0
206 | 0.32 | 0.32 | 0.15 | 0.15 | 0 | 0 | 1.18 | 1.18 | 0 | 0
207 | 0.32 | 0.32 | 0.15 | 0.15 | 0 | 0 | 1.49 | 1.49 | 0 | 0
208 | 0.46 | 0.46 | 0.22 | 0.22 | 0 | 0 | 1.7 | 1.7 | 0 | 0
209 | 0.49 | 0.49 | 0.24 | 0.24 | 0 | 0 | 1.9 | 1.9 | 0 | 0
210 | 0.48 | 0.48 | 0.23 | 0.23 | 0 | 0 | 2 | 2 | 0 | 0
211 | 0.36 | 0.36 | 0.17 | 0.17 | 0 | 0 | 2.2 | 2.2 | 0 | 0
212 | 0.3 | 0.3 | 0.15 | 0.15 | 0 | 0 | 2.29 | 2.29 | 0 | 0
213 | 0.29 | 0.29 | 0.14 | 0.14 | 0 | 0 | 2.21 | 2.21 | 0 | 0
214 | 0.49 | 0.49 | 0.24 | 0.24 | 0 | 0 | 2.33 | 2.33 | 0 | 0
215 | 0.46 | 0.46 | 0.22 | 0.22 | 0 | 0 | 2.26 | 2.26 | 0 | 0
216 | 0.21 | 0.21 | 0.1 | 0.1 | 0.657 | 0.657 | 0.91 | 0.91 | 0 | 0
217 | 0.21 | 0.21 | 0.1 | 0.1 | 0 | 0 | 0.37 | 0.37 | 0 | 0
218 | 0.18 | 0.18 | 0.09 | 0.09 | 0 | 0 | 1.71 | 1.71 | 0 | 0
219 | 0.17 | 0.17 | 0.08 | 0.08 | 0 | 0 | 0.69 | 0.69 | 0 | 0
220 | 0.14 | 0.14 | 0.07 | 0.07 | 0 | 0 | 0.28 | 0.28 | 0 | 0
221 | 0.12 | 0.12 | 0.06 | 0.06 | 0 | 0 | 0.11 | 0.11 | 0 | 0
222 | 0.17 | 0.17 | 0.08 | 0.08 | 0 | 0 | 1.69 | 1.69 | 0 | 0
223 | 0.15 | 0.15 | 0.07 | 0.07 | 0 | 0 | 2.19 | 2.19 | 0 | 0
224 | 0.22 | 0.22 | 0.11 | 0.11 | 0 | 0 | 2.46 | 2.46 | 0 | 0
225 | 0.29 | 0.29 | 0.14 | 0.14 | 0 | 0 | 1.83 | 1.83 | 0 | 0
226 | 0.37 | 0.37 | 0.18 | 0.18 | 0 | 0 | 1.4 | 1.4 | 0 | 0
227 | 0.35 | 0.35 | 0.17 | 0.17 | 0 | 0 | 1.43 | 1.43 | 0 | 0
228 | 0.29 | 0.29 | 0.14 | 0.14 | 0 | 0 | 1.47 | 1.47 | 0 | 0
229 | 0.25 | 0.25 | 0.12 | 0.12 | 0 | 0 | 0.59 | 0.59 | 0 | 0
230 | 0.38 | 0.38 | 0.18 | 0.18 | 0 | 0 | 0.46 | 0.46 | 0 | 0
231 | 0.22 | 0.22 | 0.1 | 0.1 | 0 | 0 | 1.04 | 1.04 | 15.67 | 15.67
232 | 0.4 | 0.4 | 0.19 | 0.19 | 1.6681 | 1.6681 | 1.45 | 1.45 | 0 | 0
233 | 0.31 | 0.31 | 0.15 | 0.15 | 0 | 0 | 1.89 | 1.89 | 0 | 0
234 | 0.27 | 0.27 | 0.13 | 0.13 | 0 | 0 | 2.21 | 2.21 | 0 | 0
235 | 0.4 | 0.4 | 0.19 | 0.19 | 0 | 0 | 2.21 | 2.21 | 0 | 0
236 | 0.35 | 0.35 | 0.17 | 0.17 | 0 | 0 | 2.25 | 2.25 | 0 | 0
237 | 0.37 | 0.37 | 0.18 | 0.18 | 0 | 0 | 2.28 | 2.28 | 0 | 0
238 | 0.42 | 0.42 | 0.2 | 0.2 | 0 | 0 | 2.44 | 2.44 | 0 | 0
239 | 0.28 | 0.28 | 0.13 | 0.13 | 0 | 0 | 2.37 | 2.37 | 0 | 0
240 | 0.21 | 0.21 | 0.1 | 0.1 | 0 | 0 | 2.48 | 2.48 | 0 | 0
241 | 0.18 | 0.18 | 0.09 | 0.09 | 0 | 0 | 1 | 1 | 0 | 0
242 | 0.18 | 0.18 | 0.09 | 0.09 | 0 | 0 | 0.4 | 0.4 | 0 | 0
243 | 0.16 | 0.16 | 0.08 | 0.08 | 0 | 0 | 0.16 | 0.16 | 0 | 0
244 | 0.12 | 0.12 | 0.06 | 0.06 | 0 | 0 | 1.61 | 1.61 | 0 | 0
245 | 0.13 | 0.13 | 0.06 | 0.06 | 0 | 0 | 2.08 | 2.08 | 0 | 0
246 | 0.16 | 0.16 | 0.08 | 0.08 | 0 | 0 | 2.27 | 2.27 | 0 | 0
247 | 0.15 | 0.15 | 0.07 | 0.07 | 0 | 0 | 2.35 | 2.35 | 0 | 0
248 | 0.53 | 0.53 | 0.26 | 0.26 | 0 | 0 | 0.94 | 0.94 | 0 | 0
249 | 0.46 | 0.46 | 0.22 | 0.22 | 0 | 0 | 0.38 | 0.38 | 0 | 0
250 | 0.25 | 0.25 | 0.12 | 0.12 | 0 | 0 | 1.4 | 1.4 | 0 | 0
251 | 0.34 | 0.34 | 0.16 | 0.16 | 0 | 0 | 1.12 | 1.12 | 0 | 0
252 | 0.35 | 0.35 | 0.17 | 0.17 | 0 | 0 | 1.46 | 1.46 | 0 | 0
253 | 0.36 | 0.36 | 0.18 | 0.18 | 0 | 0 | 1.65 | 1.65 | 0 | 0
254 | 0.36 | 0.36 | 0.17 | 0.17 | 0 | 0 | 1.64 | 1.64 | 0 | 0
255 | 0.31 | 0.31 | 0.15 | 0.15 | 0 | 0 | 1.91 | 1.91 | 0 | 0
256 | 0.56 | 0.56 | 0.27 | 0.27 | 0 | 0 | 1.95 | 1.95 | 0 | 0
257 | 0.34 | 0.34 | 0.17 | 0.17 | 0 | 0 | 2.25 | 2.25 | 0 | 0
258 | 0.42 | 0.42 | 0.2 | 0.2 | 0 | 0 | 0.9 | 0.9 | 0 | 0
259 | 0.33 | 0.33 | 0.16 | 0.16 | 0 | 0 | 1.89 | 1.89 | 0 | 0
260 | 0.32 | 0.32 | 0.16 | 0.16 | 0 | 0 | 2.14 | 2.14 | 0 | 0
261 | 0.33 | 0.33 | 0.16 | 0.16 | 0 | 0 | 2.22 | 2.22 | 0 | 0
262 | 1 | 1 | 0.48 | 0.48 | 0 | 0 | 2.28 | 2.28 | 0 | 0
263 | 0.4 | 0.4 | 0.19 | 0.19 | 0 | 0 | 2.29 | 2.29 | 0 | 0
264 | 0.24 | 0.24 | 0.12 | 0.12 | 0 | 0 | 2.29 | 2.29 | 0 | 0
265 | 0.19 | 0.19 | 0.09 | 0.09 | 0 | 0 | 0.92 | 0.92 | 0 | 0
266 | 0.18 | 0.18 | 0.09 | 0.09 | 0 | 0 | 1.94 | 1.94 | 0 | 0
267 | 0.18 | 0.18 | 0.09 | 0.09 | 0 | 0 | 2.35 | 2.35 | 0 | 0
268 | 0.13 | 0.13 | 0.06 | 0.06 | 0 | 0 | 0.94 | 0.94 | 0 | 0
269 | 0.13 | 0.13 | 0.06 | 0.06 | 0 | 0 | 0.38 | 0.38 | 0 | 0
270 | 0.13 | 0.13 | 0.06 | 0.06 | 0 | 0 | 1.7 | 1.7 | 0 | 0
271 | 0.19 | 0.19 | 0.09 | 0.09 | 0 | 0 | 2.11 | 2.11 | 0 | 0
272 | 0.26 | 0.26 | 0.13 | 0.13 | 0 | 0 | 2.29 | 2.29 | 0 | 0
273 | 0.25 | 0.25 | 0.12 | 0.12 | 0 | 0 | 1.92 | 1.92 | 0 | 0
274 | 0.35 | 0.35 | 0.17 | 0.17 | 0 | 0 | 1.76 | 1.76 | 0 | 0
275 | 0.57 | 0.57 | 0.27 | 0.27 | 0 | 0 | 1.74 | 1.74 | 0 | 0
276 | 0.42 | 0.42 | 0.2 | 0.2 | 0 | 0 | 1.89 | 1.89 | 0 | 0
277 | 0.4 | 0.4 | 0.19 | 0.19 | 0 | 0 | 1.94 | 1.94 | 0 | 0
278 | 0.68 | 0.68 | 0.33 | 0.33 | 0 | 0 | 1.83 | 1.83 | 0 | 0
279 | 0.31 | 0.31 | 0.15 | 0.15 | 0 | 0 | 1.76 | 1.76 | 0 | 0
280 | 0.36 | 0.36 | 0.17 | 0.17 | 0 | 0 | 2.13 | 2.13 | 15.08 | 15.08
281 | 0.62 | 0.62 | 0.3 | 0.3 | 0 | 0 | 2.51 | 2.51 | 0 | 0
282 | 1.01 | 1.01 | 0.49 | 0.49 | 3.2077 | 3.2077 | 2.68 | 2.68 | 0 | 0
283 | 0.42 | 0.42 | 0.2 | 0.2 | 0 | 0 | 2.63 | 2.63 | 0 | 0
284 | 0.66 | 0.66 | 0.32 | 0.32 | 0 | 0 | 2.62 | 2.62 | 0 | 0
285 | 0.47 | 0.47 | 0.23 | 0.23 | 0 | 0 | 2.66 | 2.66 | 0 | 0
286 | 0.22 | 0.22 | 0.11 | 0.11 | 0 | 0 | 2.66 | 2.66 | 0 | 0
287 | 0.22 | 0.22 | 0.1 | 0.1 | 0 | 0 | 2.7 | 2.7 | 0 | 0
288 | 0.22 | 0.22 | 0.11 | 0.11 | 0 | 0 | 1.08 | 1.08 | 0 | 0
289 | 0.2 | 0.2 | 0.1 | 0.1 | 0 | 0 | 0.44 | 0.44 | 0 | 0
290 | 0.19 | 0.19 | 0.09 | 0.09 | 0 | 0 | 2.01 | 2.01 | 0 | 0
291 | 0.21 | 0.21 | 0.1 | 0.1 | 0 | 0 | 2.63 | 2.63 | 0 | 0
292 | 0.18 | 0.18 | 0.09 | 0.09 | 0 | 0 | 1.06 | 1.06 | 0 | 0
293 | 0.21 | 0.21 | 0.1 | 0.1 | 0 | 0 | 2.25 | 2.25 | 0 | 0
294 | 0.17 | 0.17 | 0.08 | 0.08 | 0 | 0 | 0.9 | 0.9 | 0 | 0
295 | 0.14 | 0.14 | 0.07 | 0.07 | 0 | 0 | 2.16 | 2.16 | 0 | 0
296 | 0.35 | 0.35 | 0.17 | 0.17 | 0 | 0 | 2.56 | 2.56 | 0 | 0
297 | 0.67 | 0.67 | 0.32 | 0.32 | 0 | 0 | 1.03 | 1.03 | 0 | 0
298 | 0.71 | 0.71 | 0.35 | 0.35 | 0 | 0 | 1.89 | 1.89 | 0 | 0
299 | 0.35 | 0.35 | 0.17 | 0.17 | 0 | 0 | 2.04 | 2.04 | 0 | 0
300 | 1.06 | 1.06 | 0.51 | 0.51 | 0 | 0 | 1.86 | 1.86 | 0 | 0
301 | 0.73 | 0.73 | 0.35 | 0.35 | 0 | 0 | 0.75 | 0.75 | 0 | 0
302 | 0.4 | 0.4 | 0.19 | 0.19 | 0 | 0 | 0.3 | 0.3 | 0 | 0
303 | 0.48 | 0.48 | 0.23 | 0.23 | 0 | 0 | 1.22 | 1.22 | 0 | 0
304 | 0.45 | 0.45 | 0.22 | 0.22 | 0 | 0 | 1.76 | 1.76 | 0 | 0
305 | 0.42 | 0.42 | 0.2 | 0.2 | 0 | 0 | 2.22 | 2.22 | 0 | 0
306 | 0.89 | 0.89 | 0.43 | 0.43 | 0 | 0 | 2.44 | 2.44 | 0 | 0
307 | 0.63 | 0.63 | 0.31 | 0.31 | 0 | 0 | 2.55 | 2.55 | 0 | 0
308 | 0.3 | 0.3 | 0.15 | 0.15 | 0 | 0 | 2.63 | 2.63 | 0 | 0
309 | 0.28 | 0.28 | 0.13 | 0.13 | 0 | 0 | 2.82 | 2.82 | 0 | 0
310 | 0.27 | 0.27 | 0.13 | 0.13 | 0 | 0 | 2.89 | 2.89 | 0 | 0
311 | 0.24 | 0.24 | 0.12 | 0.12 | 0 | 0 | 2.94 | 2.94 | 0 | 0
312 | 0.15 | 0.15 | 0.07 | 0.07 | 0 | 0 | 2.83 | 2.83 | 0 | 0
313 | 0.13 | 0.13 | 0.06 | 0.06 | 0 | 0 | 2.78 | 2.78 | 0 | 0
314 | 0.13 | 0.13 | 0.06 | 0.06 | 0 | 0 | 1.11 | 1.11 | 0 | 0
315 | 0.13 | 0.13 | 0.06 | 0.06 | 0 | 0 | 2.28 | 2.28 | 0 | 0
316 | 0.12 | 0.12 | 0.06 | 0.06 | 0 | 0 | 0.91 | 0.91 | 0 | 0
317 | 0.13 | 0.13 | 0.06 | 0.06 | 0 | 0 | 2.23 | 2.23 | 0 | 0
318 | 0.12 | 0.12 | 0.06 | 0.06 | 0 | 0 | 2.79 | 2.79 | 0 | 0
319 | 0.24 | 0.24 | 0.12 | 0.12 | 0 | 0 | 2.98 | 2.98 | 0 | 0
320 | 0.25 | 0.25 | 0.12 | 0.12 | 0 | 0 | 3.07 | 3.07 | 0 | 0
321 | 0.33 | 0.33 | 0.16 | 0.16 | 0 | 0 | 2.45 | 2.45 | 0 | 0
322 | 0.21 | 0.21 | 0.1 | 0.1 | 0 | 0 | 1.83 | 1.83 | 0 | 0
323 | 0.22 | 0.22 | 0.11 | 0.11 | 0 | 0 | 1.24 | 1.24 | 0 | 0
324 | 0.27 | 0.27 | 0.13 | 0.13 | 0 | 0 | 0.5 | 0.5 | 0 | 0
325 | 0.31 | 0.31 | 0.15 | 0.15 | 0 | 0 | 0.2 | 0.2 | 0 | 0
326 | 0.27 | 0.27 | 0.13 | 0.13 | 0 | 0 | 0.08 | 0.08 | 0 | 0
327 | 0.42 | 0.42 | 0.2 | 0.2 | 0 | 0 | 0.04 | 0.04 | 0 | 0
328 | 0.6 | 0.6 | 0.29 | 0.29 | 0 | 0 | 0.91 | 0.91 | 0 | 0
329 | 0.51 | 0.51 | 0.24 | 0.24 | 0 | 0 | 0.37 | 0.37 | 0 | 0
330 | 0.3 | 0.3 | 0.14 | 0.14 | 0 | 0 | 1.8 | 1.8 | 0 | 0
331 | 0.62 | 0.62 | 0.3 | 0.3 | 0 | 0 | 2.53 | 2.53 | 17.22 | 17.22
332 | 0.27 | 0.27 | 0.13 | 0.13 | 0 | 0 | 2.84 | 2.84 | 0 | 0
333 | 0.3 | 0.3 | 0.15 | 0.15 | 0 | 0 | 2.83 | 2.83 | 0 | 0
334 | 0.26 | 0.26 | 0.13 | 0.13 | 0 | 0 | 2.87 | 2.87 | 0 | 0
335 | 0.24 | 0.24 | 0.12 | 0.12 | 0 | 0 | 2.87 | 2.87 | 0 | 0
336 | 0.19 | 0.19 | 0.09 | 0.09 | 0 | 0 | 1.15 | 1.15 | 0 | 0
337 | 0.16 | 0.16 | 0.08 | 0.08 | 0 | 0 | 0.46 | 0.46 | 0 | 0
338 | 0.12 | 0.12 | 0.06 | 0.06 | 0 | 0 | 0.19 | 0.19 | 0 | 0
339 | 0.12 | 0.12 | 0.06 | 0.06 | 0 | 0 | 1.87 | 1.87 | 0 | 0
340 | 0.12 | 0.12 | 0.06 | 0.06 | 0 | 0 | 0.75 | 0.75 | 0 | 0
341 | 0.12 | 0.12 | 0.06 | 0.06 | 0 | 0 | 0.3 | 0.3 | 0 | 0
342 | 0.13 | 0.13 | 0.06 | 0.06 | 0 | 0 | 0.12 | 0.12 | 0 | 0
343 | 0.29 | 0.29 | 0.14 | 0.14 | 0 | 0 | 1.81 | 1.81 | 0 | 0
344 | 0.23 | 0.23 | 0.11 | 0.11 | 0 | 0 | 2.47 | 2.47 | 0 | 0
345 | 0.22 | 0.22 | 0.1 | 0.1 | 0 | 0 | 2.06 | 2.06 | 0 | 0
346 | 0.2 | 0.2 | 0.1 | 0.1 | 0 | 0 | 0.83 | 0.83 | 0 | 0
347 | 0.23 | 0.23 | 0.11 | 0.11 | 0 | 0 | 0.33 | 0.33 | 0 | 0
348 | 0.25 | 0.25 | 0.12 | 0.12 | 0 | 0 | 0.14 | 0.14 | 0 | 0
349 | 0.22 | 0.22 | 0.11 | 0.11 | 0 | 0 | 0.06 | 0.06 | 0 | 0
350 | 0.25 | 0.25 | 0.12 | 0.12 | 0 | 0 | 1.05 | 1.05 | 0 | 0
351 | 0.32 | 0.32 | 0.16 | 0.16 | 0 | 0 | 1.6 | 1.6 | 0 | 0
352 | 0.33 | 0.33 | 0.16 | 0.16 | 0 | 0 | 2.07 | 2.07 | 0 | 0
353 | 0.38 | 0.38 | 0.18 | 0.18 | 0 | 0 | 2.46 | 2.46 | 0 | 0
354 | 0.54 | 0.54 | 0.26 | 0.26 | 0 | 0 | 2.59 | 2.59 | 0 | 0
355 | 0.4 | 0.4 | 0.19 | 0.19 | 0 | 0 | 2.78 | 2.78 | 0 | 0
356 | 0.32 | 0.32 | 0.15 | 0.15 | 0 | 0 | 2.87 | 2.87 | 0 | 0
357 | 0.28 | 0.28 | 0.14 | 0.14 | 0 | 0 | 2.8 | 2.8 | 0 | 0
358 | 0.37 | 0.37 | 0.18 | 0.18 | 0 | 0 | 2.77 | 2.77 | 0 | 0
359 | 0.77 | 0.77 | 0.37 | 0.37 | 0 | 0 | 2.81 | 2.81 | 0 | 0
360 | 0.26 | 0.26 | 0.12 | 0.12 | 0 | 0 | 1.13 | 1.13 | 0 | 0
361 | 0.6 | 0.6 | 0.29 | 0.29 | 0 | 0 | 0.45 | 0.45 | 0 | 0
362 | 0.87 | 0.87 | 0.42 | 0.42 | 0 | 0 | 2.03 | 2.03 | 0 | 0
363 | 0.22 | 0.22 | 0.11 | 0.11 | 0 | 0 | 0.82 | 0.82 | 0 | 0
364 | 0.18 | 0.18 | 0.09 | 0.09 | 0 | 0 | 0.33 | 0.33 | 0 | 0
365 | 0.14 | 0.14 | 0.07 | 0.07 | 0 | 0 | 1.93 | 1.93 | 9.97 | 9.97
366 | 0.2 | 0.2 | 0.1 | 0.1 | 0 | 0 | 2.46 | 2.46 | 0 | 0
367 | 0.28 | 0.28 | 0.14 | 0.14 | 0 | 0 | 2.67 | 2.67 | 0 | 0
368 | 0.25 | 0.25 | 0.12 | 0.12 | 0 | 0 | 2.75 | 2.75 | 0 | 0
369 | 0.24 | 0.24 | 0.12 | 0.12 | 0 | 0 | 2.46 | 2.46 | 0 | 0
370 | 0.25 | 0.25 | 0.12 | 0.12 | 0 | 0 | 2.12 | 2.12 | 0 | 0
371 | 0.27 | 0.27 | 0.13 | 0.13 | 0 | 0 | 1.75 | 1.75 | 0 | 0
372 | 0.25 | 0.25 | 0.12 | 0.12 | 0 | 0 | 1.34 | 1.34 | 0 | 0
373 | 0.24 | 0.24 | 0.12 | 0.12 | 0 | 0 | 1.39 | 1.39 | 0 | 0
374 | 0.28 | 0.28 | 0.14 | 0.14 | 0 | 0 | 1.45 | 1.45 | 0 | 0
375 | 0.39 | 0.39 | 0.19 | 0.19 | 0 | 0 | 1.7 | 1.7 | 0 | 0
376 | 0.5 | 0.5 | 0.24 | 0.24 | 0 | 0 | 2.08 | 2.08 | 0 | 0
377 | 0.49 | 0.49 | 0.24 | 0.24 | 0 | 0 | 2.57 | 2.57 | 0 | 0
378 | 0.46 | 0.46 | 0.22 | 0.22 | 0 | 0 | 2.75 | 2.75 | 0 | 0
379 | 0.67 | 0.67 | 0.32 | 0.32 | 0 | 0 | 2.84 | 2.84 | 0 | 0
380 | 0.32 | 0.32 | 0.16 | 0.16 | 0 | 0 | 2.9 | 2.9 | 0 | 0
381 | 0.29 | 0.29 | 0.14 | 0.14 | 0 | 0 | 2.93 | 2.93 | 0 | 0
382 | 0.61 | 0.61 | 0.3 | 0.3 | 0 | 0 | 3.07 | 3.07 | 0 | 0
383 | 0.83 | 0.83 | 0.4 | 0.4 | 0 | 0 | 2.99 | 2.99 | 0 | 0
384 | 0.55 | 0.55 | 0.27 | 0.27 | 0 | 0 | 1.2 | 1.2 | 0 | 0
385 | 0.24 | 0.24 | 0.12 | 0.12 | 0 | 0 | 0.48 | 0.48 | 0 | 0
386 | 0.2 | 0.2 | 0.1 | 0.1 | 0 | 0 | 2.14 | 2.14 | 0 | 0
387 | 0.2 | 0.2 | 0.1 | 0.1 | 0 | 0 | 0.86 | 0.86 | 0 | 0
388 | 0.14 | 0.14 | 0.07 | 0.07 | 0 | 0 | 0.35 | 0.35 | 0 | 0
389 | 0.14 | 0.14 | 0.07 | 0.07 | 0 | 0 | 2.07 | 2.07 | 0 | 0
390 | 0.14 | 0.14 | 0.07 | 0.07 | 0 | 0 | 2.63 | 2.63 | 0 | 0
391 | 0.35 | 0.35 | 0.17 | 0.17 | 0 | 0 | 2.96 | 2.96 | 0 | 0
392 | 0.27 | 0.27 | 0.13 | 0.13 | 0 | 0 | 3.1 | 3.1 | 0 | 0
393 | 0.27 | 0.27 | 0.13 | 0.13 | 0 | 0 | 2.77 | 2.77 | 0 | 0
394 | 0.27 | 0.27 | 0.13 | 0.13 | 0 | 0 | 2.52 | 2.52 | 0 | 0
395 | 0.21 | 0.21 | 0.1 | 0.1 | 0 | 0 | 2.28 | 2.28 | 0 | 0
396 | 0.2 | 0.2 | 0.1 | 0.1 | 0 | 0 | 2.32 | 2.32 | 0 | 0
397 | 0.2 | 0.2 | 0.1 | 0.1 | 0 | 0 | 2.31 | 2.31 | 0 | 0
398 | 0.42 | 0.42 | 0.21 | 0.21 | 0 | 0 | 2.35 | 2.35 | 14.71 | 14.71
399 | 0.43 | 0.43 | 0.21 | 0.21 | 0 | 0 | 2.34 | 2.34 | 0 | 0
400 | 0.37 | 0.37 | 0.18 | 0.18 | 0 | 0 | 2.67 | 2.67 | 0 | 0
401 | 0.62 | 0.62 | 0.3 | 0.3 | 0 | 0 | 2.75 | 2.75 | 0 | 0
402 | 0.62 | 0.62 | 0.3 | 0.3 | 0 | 0 | 3.08 | 3.08 | 0 | 0
403 | 0.47 | 0.47 | 0.23 | 0.23 | 0 | 0 | 3.12 | 3.12 | 0 | 0
404 | 0.3 | 0.3 | 0.15 | 0.15 | 0 | 0 | 3.28 | 3.28 | 0 | 0
405 | 0.31 | 0.31 | 0.15 | 0.15 | 0 | 0 | 3.36 | 3.36 | 0 | 0
406 | 0.92 | 0.92 | 0.44 | 0.44 | 0 | 0 | 3.41 | 3.41 | 0 | 0
407 | 0.5 | 0.5 | 0.24 | 0.24 | 0 | 0 | 3.44 | 3.44 | 0 | 0
408 | 0.23 | 0.23 | 0.11 | 0.11 | 0 | 0 | 1.38 | 1.38 | 0 | 0
409 | 0.22 | 0.22 | 0.11 | 0.11 | 0 | 0 | 2.67 | 2.67 | 0 | 0
410 | 0.2 | 0.2 | 0.1 | 0.1 | 0 | 0 | 3.08 | 3.08 | 0 | 0
411 | 0.19 | 0.19 | 0.09 | 0.09 | 8.3488 | 8.3488 | 1.23 | 1.23 | 0 | 0
412 | 0.17 | 0.17 | 0.08 | 0.08 | 0 | 0 | 2.69 | 2.69 | 0 | 0
413 | 0.13 | 0.13 | 0.06 | 0.06 | 0 | 0 | 1.08 | 1.08 | 0 | 0
414 | 0.13 | 0.13 | 0.07 | 0.07 | 0 | 0 | 0.43 | 0.43 | 0 | 0
415 | 0.23 | 0.23 | 0.11 | 0.11 | 0 | 0 | 2.31 | 2.31 | 0 | 0
416 | 0.19 | 0.19 | 0.09 | 0.09 | 0 | 0 | 0.93 | 0.93 | 0 | 0
417 | 0.24 | 0.24 | 0.12 | 0.12 | 0 | 0 | 2.09 | 2.09 | 0 | 0
418 | 0.26 | 0.26 | 0.12 | 0.12 | 0 | 0 | 1.99 | 1.99 | 0 | 0
419 | 0.25 | 0.25 | 0.12 | 0.12 | 0 | 0 | 0.8 | 0.8 | 0 | 0
420 | 0.34 | 0.34 | 0.17 | 0.17 | 0 | 0 | 0.7 | 0.7 | 0 | 0
421 | 0.24 | 0.24 | 0.12 | 0.12 | 0 | 0 | 0.53 | 0.53 | 0 | 0
422 | 0.23 | 0.23 | 0.11 | 0.11 | 0 | 0 | 0.22 | 0.22 | 0 | 0
423 | 0.36 | 0.36 | 0.18 | 0.18 | 0 | 0 | 0.81 | 0.81 | 0 | 0
424 | 0.25 | 0.25 | 0.12 | 0.12 | 0 | 0 | 1.49 | 1.49 | 0 | 0
425 | 0.27 | 0.27 | 0.13 | 0.13 | 0 | 0 | 0.6 | 0.6 | 0 | 0
426 | 0.24 | 0.24 | 0.12 | 0.12 | 0 | 0 | 2.38 | 2.38 | 0 | 0
427 | 0.33 | 0.33 | 0.16 | 0.16 | 0 | 0 | 3.02 | 3.02 | 0 | 0
428 | 0.26 | 0.26 | 0.13 | 0.13 | 0 | 0 | 3.36 | 3.36 | 0 | 0
429 | 0.26 | 0.26 | 0.12 | 0.12 | 1.8262 | 1.8262 | 3.47 | 3.47 | 0 | 0
430 | 0.65 | 0.65 | 0.31 | 0.31 | 0 | 0 | 3.62 | 3.62 | 0 | 0
431 | 0.29 | 0.29 | 0.14 | 0.14 | 0 | 0 | 3.54 | 3.54 | 0 | 0
432 | 0.16 | 0.16 | 0.08 | 0.08 | 0 | 0 | 3.53 | 3.53 | 0 | 0
433 | 0.14 | 0.14 | 0.07 | 0.07 | 0 | 0 | 3.7 | 3.7 | 0 | 0
434 | 0.13 | 0.13 | 0.06 | 0.06 | 0 | 0 | 3.69 | 3.69 | 0 | 0
435 | 0.13 | 0.13 | 0.07 | 0.07 | 0 | 0 | 3.73 | 3.73 | 0 | 0
436 | 0.14 | 0.14 | 0.07 | 0.07 | 0 | 0 | 3.79 | 3.79 | 0 | 0
437 | 0.14 | 0.14 | 0.07 | 0.07 | 0 | 0 | 1.52 | 1.52 | 0 | 0
438 | 0.15 | 0.15 | 0.07 | 0.07 | 0 | 0 | 0.61 | 0.61 | 0 | 0
439 | 0.3 | 0.3 | 0.15 | 0.15 | 0 | 0 | 2.59 | 2.59 | 0 | 0
440 | 0.34 | 0.34 | 0.17 | 0.17 | 0 | 0 | 3.29 | 3.29 | 0 | 0
441 | 0.39 | 0.39 | 0.19 | 0.19 | 0 | 0 | 3.2 | 3.2 | 0 | 0
442 | 0.39 | 0.39 | 0.19 | 0.19 | 0 | 0 | 3.05 | 3.05 | 0 | 0
443 | 0.42 | 0.42 | 0.2 | 0.2 | 0 | 0 | 2.56 | 2.56 | 0 | 0
444 | 0.42 | 0.42 | 0.2 | 0.2 | 0 | 0 | 1.03 | 1.03 | 0 | 0
445 | 0.32 | 0.32 | 0.16 | 0.16 | 0 | 0 | 0.41 | 0.41 | 0 | 0
446 | 0.7 | 0.7 | 0.34 | 0.34 | 0 | 0 | 0.17 | 0.17 | 0 | 0
447 | 0.49 | 0.49 | 0.24 | 0.24 | 0 | 0 | 1.23 | 1.23 | 0 | 0
448 | 1.47 | 1.47 | 0.71 | 0.71 | 0 | 0 | 1.94 | 1.94 | 12.9 | 12.9
449 | 0.93 | 0.93 | 0.45 | 0.45 | 0 | 0 | 2.55 | 2.55 | 0 | 0
450 | 0.51 | 0.51 | 0.25 | 0.25 | 0 | 0 | 2.8 | 2.8 | 0 | 0
451 | 0.37 | 0.37 | 0.18 | 0.18 | 0 | 0 | 3.04 | 3.04 | 0 | 0
452 | 0.32 | 0.32 | 0.16 | 0.16 | 0 | 0 | 3.02 | 3.02 | 0 | 0
453 | 0.28 | 0.28 | 0.13 | 0.13 | 0 | 0 | 3.05 | 3.05 | 0 | 0
454 | 0.25 | 0.25 | 0.12 | 0.12 | 0 | 0 | 3.1 | 3.1 | 0 | 0
455 | 0.2 | 0.2 | 0.1 | 0.1 | 0 | 0 | 3.14 | 3.14 | 0 | 0
456 | 0.14 | 0.14 | 0.07 | 0.07 | 0 | 0 | 3.05 | 3.05 | 0 | 0
457 | 0.14 | 0.14 | 0.07 | 0.07 | 0 | 0 | 1.22 | 1.22 | 0 | 0
458 | 0.13 | 0.13 | 0.06 | 0.06 | 0 | 0 | 2.51 | 2.51 | 0 | 0
459 | 0.14 | 0.14 | 0.07 | 0.07 | 0 | 0 | 2.89 | 2.89 | 0 | 0
460 | 0.13 | 0.13 | 0.06 | 0.06 | 0 | 0 | 3.03 | 3.03 | 0 | 0
461 | 0.13 | 0.13 | 0.06 | 0.06 | 0 | 0 | 3.18 | 3.18 | 0 | 0
462 | 0.11 | 0.11 | 0.05 | 0.05 | 0 | 0 | 3.26 | 3.26 | 0 | 0
463 | 0.15 | 0.15 | 0.07 | 0.07 | 0 | 0 | 3.19 | 3.19 | 0 | 0
464 | 0.48 | 0.48 | 0.23 | 0.23 | 0 | 0 | 3.27 | 3.27 | 0 | 0
465 | 0.54 | 0.54 | 0.26 | 0.26 | 0 | 0 | 2.84 | 2.84 | 0 | 0
466 | 0.85 | 0.85 | 0.41 | 0.41 | 0 | 0 | 2.65 | 2.65 | 0 | 0
467 | 0.63 | 0.63 | 0.31 | 0.31 | 0 | 0 | 2.11 | 2.11 | 0 | 0
468 | 0.34 | 0.34 | 0.17 | 0.17 | 0 | 0 | 1.54 | 1.54 | 0 | 0
469 | 0.42 | 0.42 | 0.2 | 0.2 | 0 | 0 | 1.07 | 1.07 | 0 | 0
470 | 0.57 | 0.57 | 0.28 | 0.28 | 0 | 0 | 0.65 | 0.65 | 0 | 0
471 | 0.38 | 0.38 | 0.18 | 0.18 | 0 | 0 | 1.03 | 1.03 | 0 | 0
472 | 0.51 | 0.51 | 0.25 | 0.25 | 0 | 0 | 1.6 | 1.6 | 0 | 0
473 | 0.46 | 0.46 | 0.22 | 0.22 | 0 | 0 | 2.31 | 2.31 | 0 | 0
474 | 0.37 | 0.37 | 0.18 | 0.18 | 0 | 0 | 2.77 | 2.77 | 0 | 0
475 | 0.33 | 0.33 | 0.16 | 0.16 | 0.6869 | 0.6869 | 3.19 | 3.19 | 0 | 0
476 | 0.33 | 0.33 | 0.16 | 0.16 | 0 | 0 | 3.23 | 3.23 | 10.54 | 10.54
477 | 0.24 | 0.24 | 0.12 | 0.12 | 0 | 0 | 3.27 | 3.27 | 0 | 0
478 | 0.36 | 0.36 | 0.17 | 0.17 | 0 | 0 | 3.45 | 3.45 | 0 | 0
479 | 0.61 | 0.61 | 0.3 | 0.3 | 0 | 0 | 3.51 | 3.51 | 0 | 0
480 | 0.25 | 0.25 | 0.12 | 0.12 | 0 | 0 | 3.53 | 3.53 | 0 | 0
481 | 0.19 | 0.19 | 0.09 | 0.09 | 0 | 0 | 1.42 | 1.42 | 0 | 0
482 | 0.14 | 0.14 | 0.07 | 0.07 | 0 | 0 | 2.76 | 2.76 | 0 | 0
483 | 0.14 | 0.14 | 0.07 | 0.07 | 0 | 0 | 1.11 | 1.11 | 0 | 0
484 | 0.13 | 0.13 | 0.06 | 0.06 | 0 | 0 | 0.45 | 0.45 | 0 | 0
485 | 0.13 | 0.13 | 0.07 | 0.07 | 0 | 0 | 0.18 | 0.18 | 0 | 0
486 | 0.19 | 0.19 | 0.09 | 0.09 | 0 | 0 | 2.16 | 2.16 | 0 | 0
487 | 0.22 | 0.22 | 0.11 | 0.11 | 0 | 0 | 2.79 | 2.79 | 0 | 0
488 | 0.19 | 0.19 | 0.09 | 0.09 | 0 | 0 | 3.12 | 3.12 | 0 | 0
489 | 0.2 | 0.2 | 0.1 | 0.1 | 0 | 0 | 2.84 | 2.84 | 0 | 0
490 | 0.23 | 0.23 | 0.11 | 0.11 | 0 | 0 | 2.44 | 2.44 | 0 | 0
491 | 0.35 | 0.35 | 0.17 | 0.17 | 0 | 0 | 2.09 | 2.09 | 0 | 0
492 | 0.24 | 0.24 | 0.12 | 0.12 | 0 | 0 | 1.47 | 1.47 | 0 | 0
493 | 0.24 | 0.24 | 0.12 | 0.12 | 0 | 0 | 0.59 | 0.59 | 0 | 0
494 | 0.22 | 0.22 | 0.11 | 0.11 | 0 | 0 | 0.74 | 0.74 | 0 | 0
495 | 0.31 | 0.31 | 0.15 | 0.15 | 0 | 0 | 0.3 | 0.3 | 0 | 0
496 | 0.38 | 0.38 | 0.18 | 0.18 | 0 | 0 | 0.12 | 0.12 | 0 | 0
497 | 0.65 | 0.65 | 0.32 | 0.32 | 0 | 0 | 1.86 | 1.86 | 0 | 0
498 | 0.36 | 0.36 | 0.18 | 0.18 | 0 | 0 | 0.75 | 0.75 | 0 | 0
499 | 0.37 | 0.37 | 0.18 | 0.18 | 0 | 0 | 2.19 | 2.19 | 0 | 0
500 | 0.3 | 0.3 | 0.14 | 0.14 | 3.1891 | 3.1891 | 2.9 | 2.9 | 0 | 0
501 | 0.23 | 0.23 | 0.11 | 0.11 | 0 | 0 | 3.03 | 3.03 | 0 | 0
502 | 0.2 | 0.2 | 0.1 | 0.1 | 0 | 0 | 3.3 | 3.3 | 0 | 0
503 | 0.17 | 0.17 | 0.08 | 0.08 | 0 | 0 | 3.34 | 3.34 | 0 | 0
504 | 0.11 | 0.11 | 0.05 | 0.05 | 0 | 0 | 1.34 | 1.34 | 0 | 0
505 | 0.11 | 0.11 | 0.05 | 0.05 | 0 | 0 | 2.89 | 2.89 | 0 | 0
506 | 0.12 | 0.12 | 0.06 | 0.06 | 0 | 0 | 3.61 | 3.61 | 0 | 0
507 | 0.1 | 0.1 | 0.05 | 0.05 | 0 | 0 | 3.95 | 3.95 | 0 | 0
508 | 0.49 | 0.49 | 0.24 | 0.24 | 0 | 0 | 3.93 | 3.93 | 0 | 0
509 | 0.38 | 0.38 | 0.19 | 0.19 | 0 | 0 | 1.57 | 1.57 | 0 | 0
510 | 0.16 | 0.16 | 0.08 | 0.08 | 0 | 0 | 0.63 | 0.63 | 0 | 0
511 | 0.19 | 0.19 | 0.09 | 0.09 | 0 | 0 | 2.52 | 2.52 | 0 | 0
512 | 0.26 | 0.26 | 0.13 | 0.13 | 0 | 0 | 3.18 | 3.18 | 0 | 0
513 | 0.33 | 0.33 | 0.16 | 0.16 | 0 | 0 | 2.64 | 2.64 | 0 | 0
514 | 0.27 | 0.27 | 0.13 | 0.13 | 0 | 0 | 2.16 | 2.16 | 0 | 0
515 | 0.24 | 0.24 | 0.12 | 0.12 | 0 | 0 | 1.6 | 1.6 | 0 | 0
516 | 0.31 | 0.31 | 0.15 | 0.15 | 0 | 0 | 0.64 | 0.64 | 0 | 0
517 | 0.28 | 0.28 | 0.14 | 0.14 | 0 | 0 | 0.51 | 0.51 | 0 | 0
518 | 0.14 | 0.14 | 0.07 | 0.07 | 0 | 0 | 0.21 | 0.21 | 0 | 0
519 | 0.16 | 0.16 | 0.08 | 0.08 | 0 | 0 | 0.09 | 0.09 | 0 | 0
520 | 0.39 | 0.39 | 0.19 | 0.19 | 0 | 0 | 0.04 | 0.04 | 0 | 0
521 | 0.45 | 0.45 | 0.22 | 0.22 | 0 | 0 | 0.02 | 0.02 | 0 | 0
522 | 0.45 | 0.45 | 0.22 | 0.22 | 0 | 0 | 0.01 | 0.01 | 0 | 0
523 | 0.42 | 0.42 | 0.21 | 0.21 | 0 | 0 | 2 | 2 | 0 | 0
524 | 0.31 | 0.31 | 0.15 | 0.15 | 0 | 0 | 2.96 | 2.96 | 0 | 0
525 | 0.33 | 0.33 | 0.16 | 0.16 | 1.5798 | 1.5798 | 3.29 | 3.29 | 11.84 | 11.84
526 | 0.24 | 0.24 | 0.12 | 0.12 | 0 | 0 | 3.5 | 3.5 | 0 | 0
527 | 0.2 | 0.2 | 0.1 | 0.1 | 0 | 0 | 3.81 | 3.81 | 0 | 0
528 | 0.13 | 0.13 | 0.06 | 0.06 | 0 | 0 | 3.85 | 3.85 | 0 | 0
529 | 0.14 | 0.14 | 0.07 | 0.07 | 0 | 0 | 3.83 | 3.83 | 0 | 0
530 | 0.14 | 0.14 | 0.07 | 0.07 | 0 | 0 | 3.9 | 3.9 | 0 | 0
531 | 0.13 | 0.13 | 0.06 | 0.06 | 0 | 0 | 4 | 4 | 0 | 0
532 | 0.11 | 0.11 | 0.06 | 0.06 | 0 | 0 | 3.88 | 3.88 | 0 | 0
533 | 0.11 | 0.11 | 0.05 | 0.05 | 0 | 0 | 3.74 | 3.74 | 0 | 0
534 | 0.23 | 0.23 | 0.11 | 0.11 | 0 | 0 | 3.6 | 3.6 | 0 | 0
535 | 0.24 | 0.24 | 0.12 | 0.12 | 0 | 0 | 3.46 | 3.46 | 0 | 0
536 | 0.24 | 0.24 | 0.12 | 0.12 | 0 | 0 | 3.3 | 3.3 | 0 | 0
537 | 0.29 | 0.29 | 0.14 | 0.14 | 0 | 0 | 2.93 | 2.93 | 0 | 0
538 | 0.29 | 0.29 | 0.14 | 0.14 | 0 | 0 | 2.7 | 2.7 | 0 | 0
539 | 0.27 | 0.27 | 0.13 | 0.13 | 0 | 0 | 2.26 | 2.26 | 0 | 0
540 | 0.21 | 0.21 | 0.1 | 0.1 | 0 | 0 | 1.66 | 1.66 | 0 | 0
541 | 0.23 | 0.23 | 0.11 | 0.11 | 0 | 0 | 1.23 | 1.23 | 0 | 0
542 | 0.24 | 0.24 | 0.12 | 0.12 | 0 | 0 | 1.12 | 1.12 | 0 | 0
543 | 0.45 | 0.45 | 0.22 | 0.22 | 0 | 0 | 1.3 | 1.3 | 0 | 0
544 | 0.4 | 0.4 | 0.19 | 0.19 | 0 | 0 | 1.64 | 1.64 | 0 | 0
545 | 0.38 | 0.38 | 0.19 | 0.19 | 0 | 0 | 2.17 | 2.17 | 0 | 0
546 | 0.53 | 0.53 | 0.25 | 0.25 | 0 | 0 | 2.55 | 2.55 | 0 | 0
547 | 0.28 | 0.28 | 0.14 | 0.14 | 0 | 0 | 2.74 | 2.74 | 0 | 0
548 | 0.34 | 0.34 | 0.17 | 0.17 | 0 | 0 | 2.68 | 2.68 | 0 | 0
549 | 0.33 | 0.33 | 0.16 | 0.16 | 0.9034 | 0.9034 | 2.71 | 2.71 | 0 | 0
550 | 0.52 | 0.52 | 0.25 | 0.25 | 0 | 0 | 2.74 | 2.74 | 0 | 0
551 | 0.3 | 0.3 | 0.14 | 0.14 | 0 | 0 | 2.74 | 2.74 | 0 | 0
552 | 0.21 | 0.21 | 0.1 | 0.1 | 0 | 0 | 2.77 | 2.77 | 0 | 0
553 | 0.96 | 0.96 | 0.46 | 0.46 | 0 | 0 | 2.84 | 2.84 | 0 | 0
554 | 0.46 | 0.46 | 0.22 | 0.22 | 0 | 0 | 2.95 | 2.95 | 0 | 0
555 | 0.15 | 0.15 | 0.07 | 0.07 | 0 | 0 | 1.18 | 1.18 | 0 | 0
556 | 0.14 | 0.14 | 0.07 | 0.07 | 0 | 0 | 2.49 | 2.49 | 0 | 0
557 | 0.13 | 0.13 | 0.06 | 0.06 | 0 | 0 | 1 | 1 | 0 | 0
558 | 0.2 | 0.2 | 0.1 | 0.1 | 0 | 0 | 2.46 | 2.46 | 0 | 0
559 | 0.25 | 0.25 | 0.12 | 0.12 | 0 | 0 | 2.97 | 2.97 | 12.01 | 12.01
560 | 0.37 | 0.37 | 0.18 | 0.18 | 0 | 0 | 3.17 | 3.17 | 0 | 0
561 | 0.46 | 0.46 | 0.22 | 0.22 | 0 | 0 | 2.91 | 2.91 | 0 | 0
562 | 0.53 | 0.53 | 0.26 | 0.26 | 0 | 0 | 2.67 | 2.67 | 0 | 0
563 | 0.23 | 0.23 | 0.11 | 0.11 | 0 | 0 | 2.25 | 2.25 | 0 | 0
564 | 0.33 | 0.33 | 0.16 | 0.16 | 0 | 0 | 2.16 | 2.16 | 0 | 0
565 | 0.23 | 0.23 | 0.11 | 0.11 | 0 | 0 | 2.03 | 2.03 | 0 | 0
566 | 0.36 | 0.36 | 0.17 | 0.17 | 0 | 0 | 1.75 | 1.75 | 0 | 0
567 | 0.31 | 0.31 | 0.15 | 0.15 | 0 | 0 | 1.3 | 1.3 | 0 | 0
568 | 0.38 | 0.38 | 0.19 | 0.19 | 0 | 0 | 1.41 | 1.41 | 0 | 0
569 | 0.28 | 0.28 | 0.13 | 0.13 | 0 | 0 | 2.17 | 2.17 | 0 | 0
570 | 0.42 | 0.42 | 0.2 | 0.2 | 1.2042 | 1.2042 | 2.49 | 2.49 | 0 | 0
571 | 0.34 | 0.34 | 0.16 | 0.16 | 0 | 0 | 2.68 | 2.68 | 0 | 0
572 | 0.31 | 0.31 | 0.15 | 0.15 | 0 | 0 | 2.91 | 2.91 | 0 | 0
573 | 0.33 | 0.33 | 0.16 | 0.16 | 0 | 0 | 2.86 | 2.86 | 0 | 0
574 | 0.27 | 0.27 | 0.13 | 0.13 | 0 | 0 | 2.86 | 2.86 | 0 | 0
575 | 0.27 | 0.27 | 0.13 | 0.13 | 0 | 0 | 2.87 | 2.87 | 0 | 0
576 | 0.18 | 0.18 | 0.09 | 0.09 | 0 | 0 | 2.95 | 2.95 | 0 | 0
577 | 0.14 | 0.14 | 0.07 | 0.07 | 0 | 0 | 1.18 | 1.18 | 0 | 0
578 | 0.13 | 0.13 | 0.06 | 0.06 | 0 | 0 | 0.48 | 0.48 | 0 | 0
579 | 0.13 | 0.13 | 0.06 | 0.06 | 0 | 0 | 2.05 | 2.05 | 0 | 0
580 | 0.15 | 0.15 | 0.07 | 0.07 | 0 | 0 | 0.82 | 0.82 | 0 | 0
581 | 0.14 | 0.14 | 0.07 | 0.07 | 0 | 0 | 0.33 | 0.33 | 0 | 0
582 | 0.19 | 0.19 | 0.09 | 0.09 | 0 | 0 | 1.92 | 1.92 | 0 | 0
583 | 0.16 | 0.16 | 0.08 | 0.08 | 0 | 0 | 2.41 | 2.41 | 0 | 0
584 | 0.24 | 0.24 | 0.12 | 0.12 | 0 | 0 | 2.6 | 2.6 | 0 | 0
585 | 0.34 | 0.34 | 0.16 | 0.16 | 0 | 0 | 2.51 | 2.51 | 0 | 0
586 | 0.36 | 0.36 | 0.17 | 0.17 | 0 | 0 | 1.01 | 1.01 | 0 | 0
587 | 0.53 | 0.53 | 0.25 | 0.25 | 0 | 0 | 0.41 | 0.41 | 0 | 0
588 | 0.21 | 0.21 | 0.1 | 0.1 | 0 | 0 | 0.41 | 0.41 | 11.37 | 11.37
589 | 0.23 | 0.23 | 0.11 | 0.11 | 0 | 0 | 0.17 | 0.17 | 0 | 0
590 | 0.17 | 0.17 | 0.08 | 0.08 | 0 | 0 | 0.07 | 0.07 | 0 | 0
591 | 0.34 | 0.34 | 0.16 | 0.16 | 0 | 0 | 0.03 | 0.03 | 0 | 0
592 | 0.35 | 0.35 | 0.17 | 0.17 | 1.0548 | 1.0548 | 0.45 | 0.45 | 0 | 0
593 | 0.51 | 0.51 | 0.25 | 0.25 | 0 | 0 | 0.18 | 0.18 | 0 | 0
594 | 0.33 | 0.33 | 0.16 | 0.16 | 0 | 0 | 1.39 | 1.39 | 0 | 0
595 | 0.41 | 0.41 | 0.2 | 0.2 | 0 | 0 | 1.96 | 1.96 | 0 | 0
596 | 0.27 | 0.27 | 0.13 | 0.13 | 0 | 0 | 2.27 | 2.27 | 0 | 0
597 | 0.29 | 0.29 | 0.14 | 0.14 | 0 | 0 | 2.47 | 2.47 | 0 | 0
598 | 0.56 | 0.56 | 0.27 | 0.27 | 0 | 0 | 2.64 | 2.64 | 0 | 0
599 | 0.43 | 0.43 | 0.21 | 0.21 | 0 | 0 | 2.75 | 2.75 | 0 | 0
600 | 0.18 | 0.18 | 0.09 | 0.09 | 0 | 0 | 1.1 | 1.1 | 0 | 0
601 | 0.17 | 0.17 | 0.08 | 0.08 | 0 | 0 | 2.27 | 2.27 | 0 | 0
602 | 0.16 | 0.16 | 0.08 | 0.08 | 0 | 0 | 2.59 | 2.59 | 0 | 0
603 | 0.15 | 0.15 | 0.07 | 0.07 | 0 | 0 | 2.69 | 2.69 | 0 | 0
604 | 0.16 | 0.16 | 0.08 | 0.08 | 0 | 0 | 2.79 | 2.79 | 0 | 0
605 | 0.19 | 0.19 | 0.09 | 0.09 | 0 | 0 | 1.12 | 1.12 | 0 | 0
606 | 0.21 | 0.21 | 0.1 | 0.1 | 0 | 0 | 2.36 | 2.36 | 0 | 0
607 | 0.26 | 0.26 | 0.12 | 0.12 | 0 | 0 | 2.74 | 2.74 | 0 | 0
608 | 0.23 | 0.23 | 0.11 | 0.11 | 0 | 0 | 1.1 | 1.1 | 0 | 0
609 | 0.39 | 0.39 | 0.19 | 0.19 | 0 | 0 | 1.8 | 1.8 | 0 | 0
610 | 0.41 | 0.41 | 0.2 | 0.2 | 0 | 0 | 1.83 | 1.83 | 0 | 0
611 | 0.34 | 0.34 | 0.16 | 0.16 | 0 | 0 | 1.64 | 1.64 | 0 | 0
612 | 0.27 | 0.27 | 0.13 | 0.13 | 0 | 0 | 0.66 | 0.66 | 0 | 0
613 | 0.68 | 0.68 | 0.33 | 0.33 | 0 | 0 | 0.54 | 0.54 | 0 | 0
614 | 0.69 | 0.69 | 0.34 | 0.34 | 0 | 0 | 0.22 | 0.22 | 0 | 0
615 | 0.54 | 0.54 | 0.26 | 0.26 | 0 | 0 | 0.09 | 0.09 | 0 | 0
616 | 0.89 | 0.89 | 0.43 | 0.43 | 0 | 0 | 0.04 | 0.04 | 0 | 0
617 | 0.87 | 0.87 | 0.42 | 0.42 | 0 | 0 | 0.02 | 0.02 | 0 | 0
618 | 0.53 | 0.53 | 0.25 | 0.25 | 0 | 0 | 1.01 | 1.01 | 0 | 0
619 | 0.31 | 0.31 | 0.15 | 0.15 | 0 | 0 | 1.52 | 1.52 | 0 | 0
620 | 0.3 | 0.3 | 0.14 | 0.14 | 0 | 0 | 1.99 | 1.99 | 0 | 0
621 | 0.37 | 0.37 | 0.18 | 0.18 | 0 | 0 | 2.07 | 2.07 | 0 | 0
622 | 0.29 | 0.29 | 0.14 | 0.14 | 0 | 0 | 2.24 | 2.24 | 0 | 0
623 | 0.27 | 0.27 | 0.13 | 0.13 | 0 | 0 | 2.15 | 2.15 | 0 | 0
624 | 0.25 | 0.25 | 0.12 | 0.12 | 0 | 0 | 0.86 | 0.86 | 0 | 0
625 | 0.26 | 0.26 | 0.13 | 0.13 | 0 | 0 | 0.35 | 0.35 | 0 | 0
626 | 0.23 | 0.23 | 0.11 | 0.11 | 0 | 0 | 1.58 | 1.58 | 0 | 0
627 | 0.24 | 0.24 | 0.12 | 0.12 | 0 | 0 | 0.63 | 0.63 | 0 | 0
628 | 0.23 | 0.23 | 0.11 | 0.11 | 0 | 0 | 1.71 | 1.71 | 0 | 0
629 | 0.23 | 0.23 | 0.11 | 0.11 | 0 | 0 | 2.05 | 2.05 | 0 | 0
630 | 0.21 | 0.21 | 0.1 | 0.1 | 0 | 0 | 0.82 | 0.82 | 0 | 0
631 | 0.17 | 0.17 | 0.08 | 0.08 | 0 | 0 | 1.92 | 1.92 | 0 | 0
632 | 0.7 | 0.7 | 0.34 | 0.34 | 0 | 0 | 2.25 | 2.25 | 0 | 0
633 | 1.53 | 1.53 | 0.74 | 0.74 | 0 | 0 | 1.86 | 1.86 | 0 | 0
634 | 0.77 | 0.77 | 0.37 | 0.37 | 0 | 0 | 1.55 | 1.55 | 0 | 0
635 | 0.38 | 0.38 | 0.18 | 0.18 | 0 | 0 | 1.09 | 1.09 | 0 | 0
636 | 1.04 | 1.04 | 0.5 | 0.5 | 0 | 0 | 0.52 | 0.52 | 0 | 0
637 | 0.76 | 0.76 | 0.37 | 0.37 | 0 | 0 | 0.21 | 0.21 | 0 | 0
638 | 0.58 | 0.58 | 0.28 | 0.28 | 0 | 0 | 0.09 | 0.09 | 9.72 | 9.72
639 | 0.43 | 0.43 | 0.21 | 0.21 | 0 | 0 | 0.04 | 0.04 | 0 | 0
640 | 0.43 | 0.43 | 0.21 | 0.21 | 0 | 0 | 1 | 1 | 0 | 0
641 | 0.56 | 0.56 | 0.27 | 0.27 | 4.987 | 4.987 | 1.09 | 1.09 | 0 | 0
642 | 0.97 | 0.97 | 0.47 | 0.47 | 0 | 0 | 1.34 | 1.34 | 0 | 0
643 | 0.64 | 0.64 | 0.31 | 0.31 | 0 | 0 | 1.71 | 1.71 | 0 | 0
644 | 0.32 | 0.32 | 0.16 | 0.16 | 0 | 0 | 1.89 | 1.89 | 0 | 0
645 | 0.32 | 0.32 | 0.16 | 0.16 | 0 | 0 | 1.87 | 1.87 | 0 | 0
646 | 0.33 | 0.33 | 0.16 | 0.16 | 0 | 0 | 1.74 | 1.74 | 0 | 0
647 | 0.3 | 0.3 | 0.15 | 0.15 | 0 | 0 | 0.7 | 0.7 | 0 | 0
648 | 0.26 | 0.26 | 0.13 | 0.13 | 0 | 0 | 0.28 | 0.28 | 0 | 0
649 | 0.25 | 0.25 | 0.12 | 0.12 | 0 | 0 | 1.22 | 1.22 | 0 | 0
650 | 0.23 | 0.23 | 0.11 | 0.11 | 0 | 0 | 1.68 | 1.68 | 0 | 0
651 | 0.21 | 0.21 | 0.1 | 0.1 | 0.5614 | 0.5614 | 0.68 | 0.68 | 0 | 0
652 | 0.16 | 0.16 | 0.08 | 0.08 | 0 | 0 | 1.61 | 1.61 | 0 | 0
653 | 0.18 | 0.18 | 0.09 | 0.09 | 0 | 0 | 0.65 | 0.65 | 0 | 0
654 | 0.17 | 0.17 | 0.08 | 0.08 | 0 | 0 | 1.54 | 1.54 | 0 | 0
655 | 0.37 | 0.37 | 0.18 | 0.18 | 0 | 0 | 1.77 | 1.77 | 0 | 0
656 | 0.3 | 0.3 | 0.14 | 0.14 | 0 | 0 | 1.83 | 1.83 | 0 | 0
657 | 0.25 | 0.25 | 0.12 | 0.12 | 0 | 0 | 1.18 | 1.18 | 0 | 0
658 | 0.28 | 0.28 | 0.14 | 0.14 | 0 | 0 | 1.12 | 1.12 | 0 | 0
659 | 0.3 | 0.3 | 0.15 | 0.15 | 0 | 0 | 0.45 | 0.45 | 0 | 0
660 | 0.28 | 0.28 | 0.13 | 0.13 | 0 | 0 | 0.18 | 0.18 | 0 | 0
661 | 0.27 | 0.27 | 0.13 | 0.13 | 0 | 0 | 0.08 | 0.08 | 0 | 0
662 | 0.29 | 0.29 | 0.14 | 0.14 | 0 | 0 | 0.03 | 0.03 | 0 | 0
663 | 0.28 | 0.28 | 0.14 | 0.14 | 0 | 0 | 1.09 | 1.09 | 0 | 0
664 | 0.48 | 0.48 | 0.23 | 0.23 | 0 | 0 | 0.44 | 0.44 | 0 | 0
665 | 0.49 | 0.49 | 0.24 | 0.24 | 0 | 0 | 1.31 | 1.31 | 0 | 0
666 | 0.36 | 0.36 | 0.17 | 0.17 | 0 | 0 | 1.7 | 1.7 | 0 | 0
667 | 0.42 | 0.42 | 0.2 | 0.2 | 0.604 | 0.604 | 1.91 | 1.91 | 0 | 0
668 | 0.33 | 0.33 | 0.16 | 0.16 | 0 | 0 | 2.03 | 2.03 | 0 | 0
669 | 0.29 | 0.29 | 0.14 | 0.14 | 0 | 0 | 2.14 | 2.14 | 0 | 0
670 | 0.28 | 0.28 | 0.14 | 0.14 | 0 | 0 | 2.33 | 2.33 | 0 | 0
671 | 0.25 | 0.25 | 0.12 | 0.12 | 0 | 0 | 2.26 | 2.26 | 0 | 0
672 | 0.22 | 0.22 | 0.11 | 0.11 | 0 | 0 | 0.91 | 0.91 | 0 | 0
673 | 0.21 | 0.21 | 0.1 | 0.1 | 0 | 0 | 0.37 | 0.37 | 0 | 0
674 | 0.22 | 0.22 | 0.11 | 0.11 | 0 | 0 | 1.66 | 1.66 | 0 | 0
675 | 0.2 | 0.2 | 0.1 | 0.1 | 0 | 0 | 2.16 | 2.16 | 0 | 0
676 | 0.2 | 0.2 | 0.1 | 0.1 | 0 | 0 | 0.87 | 0.87 | 0 | 0
677 | 0.17 | 0.17 | 0.08 | 0.08 | 0 | 0 | 1.78 | 1.78 | 0 | 0
678 | 0.15 | 0.15 | 0.07 | 0.07 | 0 | 0 | 0.72 | 0.72 | 0 | 0
679 | 0.35 | 0.35 | 0.17 | 0.17 | 0 | 0 | 1.74 | 1.74 | 9.8 | 9.8
680 | 0.26 | 0.26 | 0.13 | 0.13 | 0 | 0 | 2.1 | 2.1 | 0 | 0
681 | 0.43 | 0.43 | 0.21 | 0.21 | 0 | 0 | 0.84 | 0.84 | 0 | 0
682 | 0.31 | 0.31 | 0.15 | 0.15 | 0 | 0 | 1.32 | 1.32 | 0 | 0
683 | 0.31 | 0.31 | 0.15 | 0.15 | 0 | 0 | 0.53 | 0.53 | 0 | 0
684 | 0.85 | 0.85 | 0.41 | 0.41 | 0 | 0 | 0.71 | 0.71 | 0 | 0
685 | 0.44 | 0.44 | 0.21 | 0.21 | 0 | 0 | 0.72 | 0.72 | 0 | 0
686 | 0.27 | 0.27 | 0.13 | 0.13 | 0 | 0 | 0.34 | 0.34 | 0 | 0
687 | 0.25 | 0.25 | 0.12 | 0.12 | 0 | 0 | 0.19 | 0.19 | 0 | 0
688 | 0.36 | 0.36 | 0.17 | 0.17 | 0 | 0 | 0.08 | 0.08 | 0 | 0
689 | 0.53 | 0.53 | 0.26 | 0.26 | 0 | 0 | 0.03 | 0.03 | 0 | 0
690 | 0.47 | 0.47 | 0.23 | 0.23 | 0 | 0 | 1.35 | 1.35 | 0 | 0
691 | 0.45 | 0.45 | 0.22 | 0.22 | 0 | 0 | 1.81 | 1.81 | 0 | 0
692 | 0.44 | 0.44 | 0.21 | 0.21 | 0 | 0 | 2.2 | 2.2 | 0 | 0
693 | 0.36 | 0.36 | 0.18 | 0.18 | 0 | 0 | 2.29 | 2.29 | 0 | 0
694 | 0.59 | 0.59 | 0.28 | 0.28 | 0 | 0 | 2.57 | 2.57 | 0 | 0
695 | 0.48 | 0.48 | 0.23 | 0.23 | 0 | 0 | 2.62 | 2.62 | 0 | 0
696 | 0.23 | 0.23 | 0.11 | 0.11 | 0 | 0 | 2.81 | 2.81 | 0 | 0
697 | 0.22 | 0.22 | 0.1 | 0.1 | 0 | 0 | 1.13 | 1.13 | 0 | 0
698 | 0.23 | 0.23 | 0.11 | 0.11 | 0 | 0 | 0.45 | 0.45 | 0 | 0
699 | 0.22 | 0.22 | 0.11 | 0.11 | 0 | 0 | 1.93 | 1.93 | 0 | 0
700 | 0.18 | 0.18 | 0.09 | 0.09 | 0 | 0 | 2.41 | 2.41 | 0 | 0
701 | 0.16 | 0.16 | 0.08 | 0.08 | 0 | 0 | 0.97 | 0.97 | 0 | 0
702 | 0.34 | 0.34 | 0.17 | 0.17 | 0 | 0 | 2.25 | 2.25 | 0 | 0
703 | 0.3 | 0.3 | 0.15 | 0.15 | 0 | 0 | 2.66 | 2.66 | 0 | 0
704 | 0.23 | 0.23 | 0.11 | 0.11 | 0 | 0 | 2.94 | 2.94 | 13.66 | 13.66
705 | 0.29 | 0.29 | 0.14 | 0.14 | 0 | 0 | 2.23 | 2.23 | 0 | 0
706 | 0.3 | 0.3 | 0.15 | 0.15 | 1.7952 | 1.7952 | 1.55 | 1.55 | 0 | 0
707 | 0.36 | 0.36 | 0.17 | 0.17 | 0 | 0 | 0.75 | 0.75 | 0 | 0
708 | 0.41 | 0.41 | 0.2 | 0.2 | 0 | 0 | 0.3 | 0.3 | 0 | 0
709 | 0.28 | 0.28 | 0.13 | 0.13 | 0 | 0 | 0.12 | 0.12 | 0 | 0
710 | 0.33 | 0.33 | 0.16 | 0.16 | 0 | 0 | 0.05 | 0.05 | 0 | 0
711 | 0.3 | 0.3 | 0.14 | 0.14 | 0 | 0 | 0.02 | 0.02 | 0 | 0
712 | 0.42 | 0.42 | 0.2 | 0.2 | 0 | 0 | 1.34 | 1.34 | 0 | 0
713 | 0.5 | 0.5 | 0.24 | 0.24 | 0 | 0 | 1.76 | 1.76 | 0 | 0
714 | 0.4 | 0.4 | 0.19 | 0.19 | 0 | 0 | 1.93 | 1.93 | 0 | 0
715 | 0.44 | 0.44 | 0.22 | 0.22 | 0 | 0 | 2.2 | 2.2 | 0 | 0
716 | 0.38 | 0.38 | 0.18 | 0.18 | 0 | 0 | 2.34 | 2.34 | 0 | 0
717 | 0.33 | 0.33 | 0.16 | 0.16 | 0 | 0 | 2.21 | 2.21 | 0 | 0
718 | 0.68 | 0.68 | 0.33 | 0.33 | 0 | 0 | 2.12 | 2.12 | 0 | 0
719 | 0.86 | 0.86 | 0.41 | 0.41 | 0 | 0 | 0.85 | 0.85 | 0 | 0
720 | 0.26 | 0.26 | 0.13 | 0.13 | 2.1417 | 2.1417 | 0.34 | 0.34 | 0 | 0
721 | 0.24 | 0.24 | 0.11 | 0.11 | 0 | 0 | 0.14 | 0.14 | 9.95 | 9.95
722 | 0.24 | 0.24 | 0.11 | 0.11 | 0 | 0 | 0.06 | 0.06 | 0 | 0
723 | 0.22 | 0.22 | 0.11 | 0.11 | 0 | 0 | 0.03 | 0.03 | 0 | 0
724 | 0.21 | 0.21 | 0.1 | 0.1 | 0 | 0 | 1.69 | 1.69 | 0 | 0
725 | 0.19 | 0.19 | 0.09 | 0.09 | 0 | 0 | 0.68 | 0.68 | 0 | 0
726 | 0.15 | 0.15 | 0.07 | 0.07 | 0 | 0 | 0.27 | 0.27 | 0 | 0
727 | 0.31 | 0.31 | 0.15 | 0.15 | 0 | 0 | 1.87 | 1.87 | 0 | 0
728 | 0.23 | 0.23 | 0.11 | 0.11 | 0 | 0 | 2.38 | 2.38 | 0 | 0
729 | 0.26 | 0.26 | 0.13 | 0.13 | 0 | 0 | 2.45 | 2.45 | 0 | 0
730 | 0.23 | 0.23 | 0.11 | 0.11 | 0 | 0 | 2.51 | 2.51 | 0 | 0
731 | 0.27 | 0.27 | 0.13 | 0.13 | 0 | 0 | 2.22 | 2.22 | 0 | 0
732 | 0.35 | 0.35 | 0.17 | 0.17 | 0 | 0 | 2 | 2 | 0 | 0
733 | 0.24 | 0.24 | 0.12 | 0.12 | 0 | 0 | 1.98 | 1.98 | 0 | 0
734 | 0.24 | 0.24 | 0.12 | 0.12 | 0 | 0 | 1.97 | 1.97 | 0 | 0
735 | 0.31 | 0.31 | 0.15 | 0.15 | 0 | 0 | 2.11 | 2.11 | 0 | 0
736 | 0.63 | 0.63 | 0.31 | 0.31 | 0 | 0 | 2.31 | 2.31 | 0 | 0
737 | 0.71 | 0.71 | 0.34 | 0.34 | 0 | 0 | 2.51 | 2.51 | 0 | 0
738 | 0.39 | 0.39 | 0.19 | 0.19 | 0 | 0 | 2.66 | 2.66 | 0 | 0
739 | 0.63 | 0.63 | 0.3 | 0.3 | 0 | 0 | 2.73 | 2.73 | 0 | 0
740 | 0.37 | 0.37 | 0.18 | 0.18 | 0 | 0 | 2.71 | 2.71 | 0 | 0
741 | 0.67 | 0.67 | 0.32 | 0.32 | 0 | 0 | 2.71 | 2.71 | 0 | 0
742 | 0.72 | 0.72 | 0.35 | 0.35 | 0 | 0 | 2.71 | 2.71 | 0 | 0
743 | 0.46 | 0.46 | 0.22 | 0.22 | 0 | 0 | 2.57 | 2.57 | 0 | 0
744 | 0.22 | 0.22 | 0.11 | 0.11 | 0 | 0 | 1.03 | 1.03 | 0 | 0
745 | 0.21 | 0.21 | 0.1 | 0.1 | 0 | 0 | 1.8 | 1.8 | 0 | 0
746 | 0.2 | 0.2 | 0.1 | 0.1 | 0 | 0 | 1.98 | 1.98 | 0 | 0
747 | 0.5 | 0.5 | 0.24 | 0.24 | 0 | 0 | 2.12 | 2.12 | 0 | 0
748 | 0.3 | 0.3 | 0.14 | 0.14 | 0 | 0 | 2.14 | 2.14 | 0 | 0
749 | 0.17 | 0.17 | 0.08 | 0.08 | 0 | 0 | 2.11 | 2.11 | 0 | 0
750 | 0.22 | 0.22 | 0.11 | 0.11 | 0 | 0 | 1.96 | 1.96 | 0 | 0
751 | 0.4 | 0.4 | 0.19 | 0.19 | 0 | 0 | 1.98 | 1.98 | 0 | 0
752 | 0.23 | 0.23 | 0.11 | 0.11 | 0 | 0 | 1.98 | 1.98 | 0 | 0
753 | 0.26 | 0.26 | 0.13 | 0.13 | 0 | 0 | 1.6 | 1.6 | 0 | 0
754 | 0.24 | 0.24 | 0.12 | 0.12 | 0 | 0 | 0.64 | 0.64 | 0 | 0
755 | 0.19 | 0.19 | 0.09 | 0.09 | 0 | 0 | 0.26 | 0.26 | 0 | 0
756 | 0.21 | 0.21 | 0.1 | 0.1 | 0 | 0 | 0.11 | 0.11 | 0 | 0
757 | 0.25 | 0.25 | 0.12 | 0.12 | 0 | 0 | 1.18 | 1.18 | 0 | 0
758 | 0.21 | 0.21 | 0.1 | 0.1 | 0 | 0 | 0.47 | 0.47 | 0 | 0
759 | 0.31 | 0.31 | 0.15 | 0.15 | 0 | 0 | 0.2 | 0.2 | 0 | 0
760 | 0.44 | 0.44 | 0.21 | 0.21 | 0 | 0 | 0.08 | 0.08 | 0 | 0
761 | 0.7 | 0.7 | 0.34 | 0.34 | 0 | 0 | 0.04 | 0.04 | 0 | 0
762 | 0.32 | 0.32 | 0.15 | 0.15 | 0 | 0 | 1.13 | 1.13 | 0 | 0
763 | 0.29 | 0.29 | 0.14 | 0.14 | 0 | 0 | 1.47 | 1.47 | 0 | 0
764 | 0.25 | 0.25 | 0.12 | 0.12 | 0 | 0 | 1.66 | 1.66 | 0 | 0
765 | 0.29 | 0.29 | 0.14 | 0.14 | 0 | 0 | 1.76 | 1.76 | 0 | 0
766 | 1.04 | 1.04 | 0.5 | 0.5 | 0 | 0 | 2 | 2 | 0 | 0
767 | 0.42 | 0.42 | 0.2 | 0.2 | 0 | 0 | 1.98 | 1.98 | 0 | 0
768 | 0.26 | 0.26 | 0.12 | 0.12 | 0 | 0 | 0.8 | 0.8 | 0 | 0
769 | 0.6 | 0.6 | 0.29 | 0.29 | 0 | 0 | 0.32 | 0.32 | 11.47 | 11.47
770 | 0.49 | 0.49 | 0.24 | 0.24 | 0 | 0 | 0.13 | 0.13 | 0 | 0
771 | 0.2 | 0.2 | 0.1 | 0.1 | 0 | 0 | 1.41 | 1.41 | 0 | 0
772 | 0.14 | 0.14 | 0.07 | 0.07 | 0 | 0 | 1.83 | 1.83 | 0 | 0
773 | 0.14 | 0.14 | 0.07 | 0.07 | 0 | 0 | 0.73 | 0.73 | 0 | 0
774 | 0.14 | 0.14 | 0.07 | 0.07 | 0 | 0 | 0.3 | 0.3 | 0 | 0
775 | 0.19 | 0.19 | 0.09 | 0.09 | 0 | 0 | 1.54 | 1.54 | 0 | 0
776 | 0.24 | 0.24 | 0.11 | 0.11 | 0 | 0 | 1.97 | 1.97 | 0 | 0
777 | 0.26 | 0.26 | 0.13 | 0.13 | 0 | 0 | 1.87 | 1.87 | 0 | 0
778 | 0.42 | 0.42 | 0.2 | 0.2 | 0 | 0 | 1.56 | 1.56 | 0 | 0
779 | 0.37 | 0.37 | 0.18 | 0.18 | 0 | 0 | 1.12 | 1.12 | 0 | 0
780 | 0.27 | 0.27 | 0.13 | 0.13 | 0 | 0 | 0.68 | 0.68 | 0 | 0
781 | 0.28 | 0.28 | 0.14 | 0.14 | 0 | 0 | 0.31 | 0.31 | 0 | 0
782 | 0.28 | 0.28 | 0.14 | 0.14 | 0 | 0 | 0.13 | 0.13 | 0 | 0
783 | 0.3 | 0.3 | 0.14 | 0.14 | 0 | 0 | 0.05 | 0.05 | 0 | 0
784 | 0.33 | 0.33 | 0.16 | 0.16 | 0 | 0 | 0.02 | 0.02 | 0 | 0
785 | 0.72 | 0.72 | 0.35 | 0.35 | 0 | 0 | 0.01 | 0.01 | 0 | 0
786 | 0.47 | 0.47 | 0.23 | 0.23 | 0 | 0 | 1.18 | 1.18 | 0 | 0
787 | 0.54 | 0.54 | 0.26 | 0.26 | 0 | 0 | 1.56 | 1.56 | 0 | 0
788 | 0.35 | 0.35 | 0.17 | 0.17 | 0 | 0 | 1.75 | 1.75 | 0 | 0
789 | 0.29 | 0.29 | 0.14 | 0.14 | 0 | 0 | 1.88 | 1.88 | 0 | 0
790 | 0.3 | 0.3 | 0.14 | 0.14 | 0 | 0 | 2.05 | 2.05 | 0 | 0
791 | 0.25 | 0.25 | 0.12 | 0.12 | 0 | 0 | 1.98 | 1.98 | 0 | 0
792 | 0.18 | 0.18 | 0.09 | 0.09 | 0 | 0 | 0.8 | 0.8 | 0 | 0
793 | 0.17 | 0.17 | 0.08 | 0.08 | 0 | 0 | 1.34 | 1.34 | 0 | 0
794 | 0.15 | 0.15 | 0.07 | 0.07 | 0 | 0 | 1.77 | 1.77 | 0 | 0
795 | 0.14 | 0.14 | 0.07 | 0.07 | 0 | 0 | 0.71 | 0.71 | 0 | 0
796 | 0.14 | 0.14 | 0.07 | 0.07 | 0 | 0 | 0.29 | 0.29 | 0 | 0
797 | 0.13 | 0.13 | 0.06 | 0.06 | 0 | 0 | 1.43 | 1.43 | 0 | 0
798 | 0.12 | 0.12 | 0.06 | 0.06 | 0 | 0 | 2.02 | 2.02 | 0 | 0
799 | 0.12 | 0.12 | 0.06 | 0.06 | 0 | 0 | 2.41 | 2.41 | 0 | 0
800 | 0.47 | 0.47 | 0.23 | 0.23 | 0 | 0 | 2.61 | 2.61 | 0 | 0
801 | 0.46 | 0.46 | 0.22 | 0.22 | 0 | 0 | 1.05 | 1.05 | 0 | 0
802 | 0.74 | 0.74 | 0.36 | 0.36 | 0 | 0 | 0.42 | 0.42 | 0 | 0
803 | 0.48 | 0.48 | 0.23 | 0.23 | 0 | 0 | 1.51 | 1.51 | 0 | 0
804 | 0.32 | 0.32 | 0.15 | 0.15 | 0 | 0 | 1.99 | 1.99 | 0 | 0
805 | 0.68 | 0.68 | 0.33 | 0.33 | 0 | 0 | 2.12 | 2.12 | 0 | 0
806 | 0.66 | 0.66 | 0.32 | 0.32 | 0 | 0 | 2.15 | 2.15 | 0 | 0
807 | 0.33 | 0.33 | 0.16 | 0.16 | 0 | 0 | 0.86 | 0.86 | 0 | 0
808 | 0.39 | 0.39 | 0.19 | 0.19 | 0 | 0 | 1.8 | 1.8 | 0 | 0
809 | 0.37 | 0.37 | 0.18 | 0.18 | 0 | 0 | 0.72 | 0.72 | 0 | 0
810 | 0.5 | 0.5 | 0.24 | 0.24 | 2.6873 | 2.6873 | 1.88 | 1.88 | 0 | 0
811 | 0.38 | 0.38 | 0.18 | 0.18 | 0 | 0 | 2.32 | 2.32 | 0 | 0
812 | 0.78 | 0.78 | 0.38 | 0.38 | 0 | 0 | 2.73 | 2.73 | 0 | 0
813 | 0.34 | 0.34 | 0.17 | 0.17 | 0 | 0 | 2.75 | 2.75 | 0 | 0
814 | 0.31 | 0.31 | 0.15 | 0.15 | 0 | 0 | 2.91 | 2.91 | 12.08 | 12.08
815 | 0.21 | 0.21 | 0.1 | 0.1 | 0 | 0 | 2.87 | 2.87 | 0 | 0
816 | 0.59 | 0.59 | 0.29 | 0.29 | 0 | 0 | 1.15 | 1.15 | 0 | 0
817 | 0.33 | 0.33 | 0.16 | 0.16 | 0 | 0 | 2.33 | 2.33 | 0 | 0
818 | 0.13 | 0.13 | 0.06 | 0.06 | 0 | 0 | 2.71 | 2.71 | 0 | 0
819 | 0.12 | 0.12 | 0.06 | 0.06 | 0 | 0 | 1.09 | 1.09 | 0 | 0
820 | 0.13 | 0.13 | 0.06 | 0.06 | 0 | 0 | 0.44 | 0.44 | 0 | 0
821 | 0.13 | 0.13 | 0.06 | 0.06 | 0 | 0 | 0.18 | 0.18 | 0 | 0
822 | 0.18 | 0.18 | 0.09 | 0.09 | 0 | 0 | 1.88 | 1.88 | 0 | 0
823 | 0.18 | 0.18 | 0.09 | 0.09 | 0 | 0 | 2.52 | 2.52 | 0 | 0
824 | 0.14 | 0.14 | 0.07 | 0.07 | 0 | 0 | 2.77 | 2.77 | 0 | 0
825 | 0.24 | 0.24 | 0.12 | 0.12 | 0 | 0 | 2.4 | 2.4 | 0 | 0
826 | 0.26 | 0.26 | 0.13 | 0.13 | 0 | 0 | 2.13 | 2.13 | 0 | 0
827 | 0.28 | 0.28 | 0.14 | 0.14 | 0 | 0 | 1.68 | 1.68 | 0 | 0
828 | 0.25 | 0.25 | 0.12 | 0.12 | 0 | 0 | 0.67 | 0.67 | 0 | 0
829 | 0.23 | 0.23 | 0.11 | 0.11 | 0 | 0 | 0.79 | 0.79 | 0 | 0
830 | 0.23 | 0.23 | 0.11 | 0.11 | 0 | 0 | 0.89 | 0.89 | 0 | 0
831 | 0.31 | 0.31 | 0.15 | 0.15 | 0 | 0 | 0.36 | 0.36 | 0 | 0
832 | 0.44 | 0.44 | 0.21 | 0.21 | 0 | 0 | 1.56 | 1.56 | 0 | 0
833 | 0.51 | 0.51 | 0.25 | 0.25 | 2.8166 | 2.8166 | 2.21 | 2.21 | 0 | 0
834 | 0.35 | 0.35 | 0.17 | 0.17 | 0 | 0 | 2.58 | 2.58 | 0 | 0
835 | 0.36 | 0.36 | 0.17 | 0.17 | 0 | 0 | 2.86 | 2.86 | 0 | 0
836 | 0.43 | 0.43 | 0.21 | 0.21 | 0 | 0 | 2.98 | 2.98 | 0 | 0
837 | 0.47 | 0.47 | 0.23 | 0.23 | 0 | 0 | 2.84 | 2.84 | 0 | 0
838 | 0.56 | 0.56 | 0.27 | 0.27 | 0 | 0 | 2.87 | 2.87 | 0 | 0
839 | 0.27 | 0.27 | 0.13 | 0.13 | 0 | 0 | 2.76 | 2.76 | 0 | 0
840 | 0.19 | 0.19 | 0.09 | 0.09 | 0 | 0 | 1.11 | 1.11 | 0 | 0
841 | 0.13 | 0.13 | 0.06 | 0.06 | 0 | 0 | 2.19 | 2.19 | 10.38 | 10.38
842 | 0.15 | 0.15 | 0.07 | 0.07 | 0 | 0 | 0.88 | 0.88 | 0 | 0
843 | 0.14 | 0.14 | 0.07 | 0.07 | 0 | 0 | 2.08 | 2.08 | 0 | 0
844 | 0.12 | 0.12 | 0.06 | 0.06 | 0 | 0 | 2.48 | 2.48 | 0 | 0
845 | 0.13 | 0.13 | 0.06 | 0.06 | 0 | 0 | 0.99 | 0.99 | 0 | 0
846 | 0.21 | 0.21 | 0.1 | 0.1 | 0 | 0 | 0.4 | 0.4 | 0 | 0
847 | 0.17 | 0.17 | 0.08 | 0.08 | 0 | 0 | 1.91 | 1.91 | 0 | 0
848 | 0.19 | 0.19 | 0.09 | 0.09 | 0 | 0 | 2.48 | 2.48 | 0 | 0
849 | 0.48 | 0.48 | 0.23 | 0.23 | 0 | 0 | 2.31 | 2.31 | 0 | 0
850 | 0.31 | 0.31 | 0.15 | 0.15 | 0 | 0 | 2.15 | 2.15 | 0 | 0
851 | 0.38 | 0.38 | 0.18 | 0.18 | 0 | 0 | 0.86 | 0.86 | 0 | 0
852 | 0.28 | 0.28 | 0.14 | 0.14 | 0 | 0 | 1.07 | 1.07 | 0 | 0
853 | 0.23 | 0.23 | 0.11 | 0.11 | 0 | 0 | 0.86 | 0.86 | 0 | 0
854 | 0.23 | 0.23 | 0.11 | 0.11 | 0 | 0 | 0.35 | 0.35 | 0 | 0
855 | 0.55 | 0.55 | 0.26 | 0.26 | 0 | 0 | 0.63 | 0.63 | 0 | 0
856 | 0.43 | 0.43 | 0.21 | 0.21 | 0 | 0 | 0.26 | 0.26 | 0 | 0
857 | 0.43 | 0.43 | 0.21 | 0.21 | 0 | 0 | 1.5 | 1.5 | 0 | 0
858 | 0.32 | 0.32 | 0.16 | 0.16 | 0 | 0 | 2.04 | 2.04 | 0 | 0
859 | 0.28 | 0.28 | 0.14 | 0.14 | 0 | 0 | 2.28 | 2.28 | 0 | 0
860 | 0.42 | 0.42 | 0.2 | 0.2 | 0 | 0 | 2.44 | 2.44 | 0 | 0
861 | 0.22 | 0.22 | 0.1 | 0.1 | 0 | 0 | 2.49 | 2.49 | 0 | 0
862 | 0.19 | 0.19 | 0.09 | 0.09 | 0 | 0 | 2.73 | 2.73 | 0 | 0
863 | 0.22 | 0.22 | 0.11 | 0.11 | 0 | 0 | 2.72 | 2.72 | 0 | 0
864 | 0.19 | 0.19 | 0.09 | 0.09 | 0 | 0 | 1.09 | 1.09 | 0 | 0
865 | 0.19 | 0.19 | 0.09 | 0.09 | 0 | 0 | 0.44 | 0.44 | 0 | 0
866 | 0.21 | 0.21 | 0.1 | 0.1 | 0 | 0 | 0.18 | 0.18 | 0 | 0
867 | 0.17 | 0.17 | 0.08 | 0.08 | 0 | 0 | 1.85 | 1.85 | 0 | 0
868 | 0.13 | 0.13 | 0.06 | 0.06 | 0 | 0 | 0.74 | 0.74 | 0 | 0
869 | 0.14 | 0.14 | 0.07 | 0.07 | 0 | 0 | 2.2 | 2.2 | 10.21 | 10.21
870 | 0.24 | 0.24 | 0.12 | 0.12 | 0 | 0 | 2.68 | 2.68 | 0 | 0
871 | 0.24 | 0.24 | 0.11 | 0.11 | 0 | 0 | 2.98 | 2.98 | 0 | 0
872 | 0.29 | 0.29 | 0.14 | 0.14 | 0 | 0 | 3.01 | 3.01 | 0 | 0
873 | 0.23 | 0.23 | 0.11 | 0.11 | 0 | 0 | 2.33 | 2.33 | 0 | 0
874 | 0.15 | 0.15 | 0.07 | 0.07 | 0 | 0 | 1.52 | 1.52 | 0 | 0
875 | 0.17 | 0.17 | 0.08 | 0.08 | 0 | 0 | 0.65 | 0.65 | 0 | 0
876 | 0.22 | 0.22 | 0.1 | 0.1 | 0.9498 | 0.9498 | 0.26 | 0.26 | 0 | 0
877 | 0.21 | 0.21 | 0.1 | 0.1 | 0 | 0 | 0.11 | 0.11 | 0 | 0
878 | 0.23 | 0.23 | 0.11 | 0.11 | 0 | 0 | 0.05 | 0.05 | 0 | 0
879 | 0.19 | 0.19 | 0.09 | 0.09 | 0 | 0 | 0.02 | 0.02 | 0 | 0
880 | 0.38 | 0.38 | 0.18 | 0.18 | 0 | 0 | 0.17 | 0.17 | 0 | 0
881 | 0.34 | 0.34 | 0.16 | 0.16 | 0 | 0 | 0.82 | 0.82 | 0 | 0
882 | 0.25 | 0.25 | 0.12 | 0.12 | 0 | 0 | 1.44 | 1.44 | 0 | 0
883 | 0.28 | 0.28 | 0.13 | 0.13 | 0 | 0 | 1.82 | 1.82 | 0 | 0
884 | 0.34 | 0.34 | 0.17 | 0.17 | 5.455 | 5.455 | 2.1 | 2.1 | 0 | 0
885 | 0.38 | 0.38 | 0.18 | 0.18 | 0 | 0 | 2.31 | 2.31 | 0 | 0
886 | 0.6 | 0.6 | 0.29 | 0.29 | 0 | 0 | 2.47 | 2.47 | 0 | 0
887 | 0.23 | 0.23 | 0.11 | 0.11 | 0 | 0 | 2.61 | 2.61 | 0 | 0
888 | 0.16 | 0.16 | 0.08 | 0.08 | 0 | 0 | 2.53 | 2.53 | 0 | 0
889 | 0.15 | 0.15 | 0.07 | 0.07 | 0 | 0 | 1.02 | 1.02 | 0 | 0
890 | 0.09 | 0.09 | 0.05 | 0.05 | 0 | 0 | 0.41 | 0.41 | 0 | 0
891 | 0.09 | 0.09 | 0.04 | 0.04 | 0 | 0 | 0.17 | 0.17 | 0 | 0
892 | 0.1 | 0.1 | 0.05 | 0.05 | 0 | 0 | 1.48 | 1.48 | 0 | 0
893 | 0.09 | 0.09 | 0.04 | 0.04 | 0 | 0 | 0.59 | 0.59 | 0 | 0
894 | 0.15 | 0.15 | 0.07 | 0.07 | 0 | 0 | 1.55 | 1.55 | 0 | 0
895 | 0.13 | 0.13 | 0.06 | 0.06 | 0 | 0 | 1.95 | 1.95 | 0 | 0
896 | 0.32 | 0.32 | 0.15 | 0.15 | 0 | 0 | 2.14 | 2.14 | 0 | 0
897 | 0.89 | 0.89 | 0.43 | 0.43 | 0 | 0 | 1.42 | 1.42 | 0 | 0
898 | 0.65 | 0.65 | 0.31 | 0.31 | 0 | 0 | 0.74 | 0.74 | 0 | 0
899 | 0.33 | 0.33 | 0.16 | 0.16 | 0 | 0 | 0.3 | 0.3 | 0 | 0
900 | 0.32 | 0.32 | 0.15 | 0.15 | 0 | 0 | 0.12 | 0.12 | 0 | 0
901 | 1.25 | 1.25 | 0.6 | 0.6 | 0 | 0 | 0.05 | 0.05 | 0 | 0
902 | 0.47 | 0.47 | 0.23 | 0.23 | 0 | 0 | 0.02 | 0.02 | 0 | 0
903 | 0.29 | 0.29 | 0.14 | 0.14 | 0 | 0 | 0.89 | 0.89 | 0 | 0
904 | 0.4 | 0.4 | 0.19 | 0.19 | 0 | 0 | 0.9 | 0.9 | 0 | 0
905 | 0.53 | 0.53 | 0.26 | 0.26 | 0 | 0 | 1.36 | 1.36 | 0 | 0
906 | 0.29 | 0.29 | 0.14 | 0.14 | 0 | 0 | 1.67 | 1.67 | 0 | 0
907 | 0.33 | 0.33 | 0.16 | 0.16 | 0 | 0 | 2.01 | 2.01 | 0 | 0
908 | 0.27 | 0.27 | 0.13 | 0.13 | 0 | 0 | 2.24 | 2.24 | 12.77 | 12.77
909 | 0.53 | 0.53 | 0.26 | 0.26 | 0 | 0 | 2.34 | 2.34 | 0 | 0
910 | 0.52 | 0.52 | 0.25 | 0.25 | 0 | 0 | 2.22 | 2.22 | 0 | 0
911 | 0.22 | 0.22 | 0.11 | 0.11 | 0 | 0 | 0.89 | 0.89 | 0 | 0
912 | 0.18 | 0.18 | 0.09 | 0.09 | 0 | 0 | 0.36 | 0.36 | 0 | 0
913 | 0.18 | 0.18 | 0.09 | 0.09 | 0 | 0 | 1.84 | 1.84 | 0 | 0
914 | 0.16 | 0.16 | 0.08 | 0.08 | 0 | 0 | 2.43 | 2.43 | 0 | 0
915 | 0.21 | 0.21 | 0.1 | 0.1 | 0 | 0 | 2.66 | 2.66 | 0 | 0
916 | 0.16 | 0.16 | 0.08 | 0.08 | 0 | 0 | 1.07 | 1.07 | 0 | 0
917 | 0.16 | 0.16 | 0.08 | 0.08 | 0 | 0 | 0.43 | 0.43 | 0 | 0
918 | 0.19 | 0.19 | 0.09 | 0.09 | 0 | 0 | 1.84 | 1.84 | 0 | 0
919 | 0.15 | 0.15 | 0.07 | 0.07 | 0 | 0 | 2.43 | 2.43 | 0 | 0
920 | 0.19 | 0.19 | 0.09 | 0.09 | 0 | 0 | 2.72 | 2.72 | 0 | 0
921 | 0.25 | 0.25 | 0.12 | 0.12 | 0 | 0 | 1.09 | 1.09 | 0 | 0
922 | 0.21 | 0.21 | 0.1 | 0.1 | 0 | 0 | 0.98 | 0.98 | 0 | 0
923 | 0.18 | 0.18 | 0.09 | 0.09 | 0 | 0 | 0.51 | 0.51 | 0 | 0
924 | 0.22 | 0.22 | 0.11 | 0.11 | 0 | 0 | 0.6 | 0.6 | 0 | 0
925 | 0.21 | 0.21 | 0.1 | 0.1 | 0 | 0 | 0.24 | 0.24 | 0 | 0
926 | 0.19 | 0.19 | 0.09 | 0.09 | 0 | 0 | 0.1 | 0.1 | 0 | 0
927 | 0.21 | 0.21 | 0.1 | 0.1 | 0 | 0 | 0.04 | 0.04 | 0 | 0
928 | 0.29 | 0.29 | 0.14 | 0.14 | 0 | 0 | 0.02 | 0.02 | 0 | 0
929 | 0.52 | 0.52 | 0.25 | 0.25 | 0 | 0 | 0.91 | 0.91 | 0 | 0
930 | 0.45 | 0.45 | 0.22 | 0.22 | 0 | 0 | 0.37 | 0.37 | 0 | 0
931 | 0.25 | 0.25 | 0.12 | 0.12 | 0 | 0 | 1.33 | 1.33 | 0 | 0
932 | 0.24 | 0.24 | 0.11 | 0.11 | 0 | 0 | 1.66 | 1.66 | 0 | 0
933 | 0.23 | 0.23 | 0.11 | 0.11 | 0 | 0 | 1.77 | 1.77 | 0 | 0
934 | 0.38 | 0.38 | 0.19 | 0.19 | 0 | 0 | 1.85 | 1.85 | 0 | 0
935 | 0.19 | 0.19 | 0.09 | 0.09 | 0 | 0 | 1.92 | 1.92 | 0 | 0
936 | 0.14 | 0.14 | 0.07 | 0.07 | 0 | 0 | 0.77 | 0.77 | 0 | 0
937 | 0.11 | 0.11 | 0.05 | 0.05 | 0 | 0 | 1.6 | 1.6 | 0 | 0
938 | 0.11 | 0.11 | 0.05 | 0.05 | 0 | 0 | 0.64 | 0.64 | 0 | 0
939 | 0.14 | 0.14 | 0.07 | 0.07 | 0 | 0 | 0.26 | 0.26 | 0 | 0
940 | 0.1 | 0.1 | 0.05 | 0.05 | 0 | 0 | 1.64 | 1.64 | 0 | 0
941 | 0.1 | 0.1 | 0.05 | 0.05 | 0 | 0 | 2.16 | 2.16 | 0 | 0
942 | 0.09 | 0.09 | 0.04 | 0.04 | 0 | 0 | 0.87 | 0.87 | 0 | 0
943 | 0.3 | 0.3 | 0.15 | 0.15 | 0 | 0 | 1.84 | 1.84 | 0 | 0
944 | 0.34 | 0.34 | 0.17 | 0.17 | 0 | 0 | 2.26 | 2.26 | 0 | 0
945 | 0.43 | 0.43 | 0.21 | 0.21 | 0 | 0 | 2.1 | 2.1 | 0 | 0
946 | 0.31 | 0.31 | 0.15 | 0.15 | 0 | 0 | 0.84 | 0.84 | 0 | 0
947 | 0.2 | 0.2 | 0.1 | 0.1 | 0 | 0 | 0.34 | 0.34 | 0 | 0
948 | 0.31 | 0.31 | 0.15 | 0.15 | 0 | 0 | 0.14 | 0.14 | 0 | 0
949 | 0.25 | 0.25 | 0.12 | 0.12 | 0 | 0 | 0.06 | 0.06 | 0 | 0
950 | 0.57 | 0.57 | 0.28 | 0.28 | 0 | 0 | 0.03 | 0.03 | 0 | 0
951 | 0.25 | 0.25 | 0.12 | 0.12 | 0 | 0 | 0.43 | 0.43 | 0 | 0
952 | 0.71 | 0.71 | 0.35 | 0.35 | 0 | 0 | 1.2 | 1.2 | 0 | 0
953 | 0.56 | 0.56 | 0.27 | 0.27 | 0 | 0 | 1.62 | 1.62 | 0 | 0
954 | 0.56 | 0.56 | 0.27 | 0.27 | 0 | 0 | 1.83 | 1.83 | 0 | 0
955 | 0.66 | 0.66 | 0.32 | 0.32 | 0 | 0 | 1.96 | 1.96 | 0 | 0
956 | 0.61 | 0.61 | 0.3 | 0.3 | 0 | 0 | 2.08 | 2.08 | 9.68 | 9.68
957 | 0.28 | 0.28 | 0.14 | 0.14 | 0 | 0 | 2.03 | 2.03 | 0 | 0
958 | 0.22 | 0.22 | 0.1 | 0.1 | 0 | 0 | 0.82 | 0.82 | 0 | 0
959 | 0.15 | 0.15 | 0.07 | 0.07 | 0 | 0 | 0.33 | 0.33 | 0 | 0
960 | 0.12 | 0.12 | 0.06 | 0.06 | 0 | 0 | 1.6 | 1.6 | 0 | 0
961 | 0.16 | 0.16 | 0.08 | 0.08 | 0 | 0 | 2.26 | 2.26 | 0 | 0
962 | 0.1 | 0.1 | 0.05 | 0.05 | 0 | 0 | 2.51 | 2.51 | 0 | 0
963 | 0.1 | 0.1 | 0.05 | 0.05 | 0 | 0 | 2.62 | 2.62 | 0 | 0
964 | 0.08 | 0.08 | 0.04 | 0.04 | 0 | 0 | 2.73 | 2.73 | 0 | 0
965 | 0.1 | 0.1 | 0.05 | 0.05 | 0 | 0 | 1.09 | 1.09 | 0 | 0
966 | 0.09 | 0.09 | 0.04 | 0.04 | 0 | 0 | 2.17 | 2.17 | 0 | 0
967 | 0.09 | 0.09 | 0.05 | 0.05 | 0 | 0 | 2.62 | 2.62 | 10.16 | 10.16
968 | 0.45 | 0.45 | 0.22 | 0.22 | 0 | 0 | 1.05 | 1.05 | 0 | 0
969 | 0.45 | 0.45 | 0.22 | 0.22 | 0 | 0 | 2.1 | 2.1 | 0 | 0
970 | 0.7 | 0.7 | 0.34 | 0.34 | 0 | 0 | 0.84 | 0.84 | 0 | 0
971 | 0.33 | 0.33 | 0.16 | 0.16 | 0 | 0 | 0.34 | 0.34 | 0 | 0
972 | 0.28 | 0.28 | 0.13 | 0.13 | 0 | 0 | 0.14 | 0.14 | 0 | 0
973 | 0.24 | 0.24 | 0.12 | 0.12 | 0 | 0 | 0.87 | 0.87 | 0 | 0
974 | 0.31 | 0.31 | 0.15 | 0.15 | 0 | 0 | 1.08 | 1.08 | 0 | 0
975 | 0.38 | 0.38 | 0.19 | 0.19 | 0 | 0 | 0.44 | 0.44 | 0 | 0
976 | 0.37 | 0.37 | 0.18 | 0.18 | 6.054 | 6.054 | 1.11 | 1.11 | 0 | 0
977 | 0.69 | 0.69 | 0.33 | 0.33 | 0 | 0 | 1.98 | 1.98 | 0 | 0
978 | 0.58 | 0.58 | 0.28 | 0.28 | 0 | 0 | 2.5 | 2.5 | 0 | 0
979 | 0.22 | 0.22 | 0.11 | 0.11 | 0 | 0 | 2.71 | 2.71 | 0 | 0
980 | 0.19 | 0.19 | 0.09 | 0.09 | 0 | 0 | 2.81 | 2.81 | 0 | 0
981 | 0.64 | 0.64 | 0.31 | 0.31 | 0 | 0 | 2.89 | 2.89 | 0 | 0
982 | 0.27 | 0.27 | 0.13 | 0.13 | 0 | 0 | 2.91 | 2.91 | 0 | 0
983 | 0.17 | 0.17 | 0.08 | 0.08 | 0 | 0 | 2.92 | 2.92 | 0 | 0
984 | 0.18 | 0.18 | 0.09 | 0.09 | 3.4187 | 3.4187 | 1.17 | 1.17 | 0 | 0
985 | 0.17 | 0.17 | 0.08 | 0.08 | 0 | 0 | 0.47 | 0.47 | 0 | 0
986 | 0.24 | 0.24 | 0.12 | 0.12 | 0 | 0 | 0.19 | 0.19 | 0 | 0
987 | 0.21 | 0.21 | 0.1 | 0.1 | 0 | 0 | 1.83 | 1.83 | 0 | 0
988 | 0.18 | 0.18 | 0.09 | 0.09 | 0 | 0 | 0.73 | 0.73 | 0 | 0
989 | 0.18 | 0.18 | 0.09 | 0.09 | 0 | 0 | 2.13 | 2.13 | 0 | 0
990 | 0.15 | 0.15 | 0.07 | 0.07 | 0 | 0 | 0.85 | 0.85 | 0 | 0
991 | 0.27 | 0.27 | 0.13 | 0.13 | 0 | 0 | 2.1 | 2.1 | 0 | 0
992 | 0.13 | 0.13 | 0.06 | 0.06 | 0 | 0 | 2.58 | 2.58 | 0 | 0
993 | 0.21 | 0.21 | 0.1 | 0.1 | 0 | 0 | 2.3 | 2.3 | 0 | 0
994 | 0.25 | 0.25 | 0.12 | 0.12 | 0 | 0 | 1.78 | 1.78 | 0 | 0
995 | 0.28 | 0.28 | 0.13 | 0.13 | 0 | 0 | 1.13 | 1.13 | 0 | 0
996 | 0.22 | 0.22 | 0.1 | 0.1 | 0 | 0 | 0.62 | 0.62 | 0 | 0
997 | 0.27 | 0.27 | 0.13 | 0.13 | 0 | 0 | 0.25 | 0.25 | 0 | 0
998 | 0.23 | 0.23 | 0.11 | 0.11 | 0 | 0 | 0.18 | 0.18 | 0 | 0
999 | 0.25 | 0.25 | 0.12 | 0.12 | 0 | 0 | 0.08 | 0.08 | 0 | 0
1000 | 0.46 | 0.46 | 0.22 | 0.22 | 0 | 0 | 0.67 | 0.67 | 0 | 0
1001 | 0.45 | 0.45 | 0.22 | 0.22 | 0 | 0 | 1.54 | 1.54 | 0 | 0
1002 | 0.34 | 0.34 | 0.16 | 0.16 | 0 | 0 | 2.16 | 2.16 | 0 | 0
1003 | 0.37 | 0.37 | 0.18 | 0.18 | 6.1803 | 6.1803 | 2.48 | 2.48 | 0 | 0
1004 | 0.31 | 0.31 | 0.15 | 0.15 | 0 | 0 | 2.71 | 2.71 | 0 | 0
1005 | 0.4 | 0.4 | 0.19 | 0.19 | 0 | 0 | 2.96 | 2.96 | 0 | 0
1006 | 1.06 | 1.06 | 0.51 | 0.51 | 0 | 0 | 3.14 | 3.14 | 0 | 0
1007 | 0.32 | 0.32 | 0.15 | 0.15 | 0 | 0 | 3.29 | 3.29 | 0 | 0
1008 | 0.21 | 0.21 | 0.1 | 0.1 | 0 | 0 | 3.4 | 3.4 | 0 | 0
1009 | 0.2 | 0.2 | 0.1 | 0.1 | 0 | 0 | 3.49 | 3.49 | 0 | 0
1010 | 0.21 | 0.21 | 0.1 | 0.1 | 0 | 0 | 3.52 | 3.52 | 0 | 0
1011 | 0.21 | 0.21 | 0.1 | 0.1 | 0 | 0 | 1.41 | 1.41 | 0 | 0
1012 | 0.17 | 0.17 | 0.08 | 0.08 | 0 | 0 | 0.57 | 0.57 | 0 | 0
1013 | 0.14 | 0.14 | 0.07 | 0.07 | 0 | 0 | 2.34 | 2.34 | 0 | 0
1014 | 0.16 | 0.16 | 0.08 | 0.08 | 0 | 0 | 0.94 | 0.94 | 0 | 0
1015 | 0.29 | 0.29 | 0.14 | 0.14 | 0 | 0 | 2.44 | 2.44 | 0 | 0
1016 | 0.2 | 0.2 | 0.1 | 0.1 | 0 | 0 | 2.97 | 2.97 | 0 | 0
1017 | 0.29 | 0.29 | 0.14 | 0.14 | 0 | 0 | 2.7 | 2.7 | 0 | 0
1018 | 0.25 | 0.25 | 0.12 | 0.12 | 0 | 0 | 1.08 | 1.08 | 0 | 0
1019 | 0.24 | 0.24 | 0.12 | 0.12 | 0 | 0 | 1.01 | 1.01 | 0 | 0
1020 | 0.24 | 0.24 | 0.11 | 0.11 | 0 | 0 | 0.41 | 0.41 | 0 | 0
1021 | 0.26 | 0.26 | 0.12 | 0.12 | 0 | 0 | 0.17 | 0.17 | 10.34 | 10.34
1022 | 0.25 | 0.25 | 0.12 | 0.12 | 0 | 0 | 0.07 | 0.07 | 0 | 0
1023 | 0.25 | 0.25 | 0.12 | 0.12 | 1.2106 | 1.2106 | 0.1 | 0.1 | 0 | 0
1024 | 0.35 | 0.35 | 0.17 | 0.17 | 0 | 0 | 0.66 | 0.66 | 0 | 0
1025 | 0.64 | 0.64 | 0.31 | 0.31 | 0 | 0 | 1.58 | 1.58 | 0 | 0
1026 | 0.36 | 0.36 | 0.18 | 0.18 | 0 | 0 | 2.26 | 2.26 | 0 | 0
1027 | 0.42 | 0.42 | 0.2 | 0.2 | 0 | 0 | 2.6 | 2.6 | 0 | 0
1028 | 0.36 | 0.36 | 0.18 | 0.18 | 0 | 0 | 2.78 | 2.78 | 0 | 0
1029 | 0.61 | 0.61 | 0.3 | 0.3 | 0 | 0 | 2.88 | 2.88 | 0 | 0
1030 | 0.63 | 0.63 | 0.3 | 0.3 | 0 | 0 | 2.93 | 2.93 | 0 | 0
1031 | 0.4 | 0.4 | 0.2 | 0.2 | 0 | 0 | 2.96 | 2.96 | 0 | 0
1032 | 0.21 | 0.21 | 0.1 | 0.1 | 0 | 0 | 2.99 | 2.99 | 0 | 0
1033 | 0.19 | 0.19 | 0.09 | 0.09 | 9.9 | 9.9 | 3.03 | 3.03 | 0 | 0
1034 | 0.2 | 0.2 | 0.1 | 0.1 | 1.1728 | 1.1728 | 3.05 | 3.05 | 0 | 0
1035 | 0.22 | 0.22 | 0.1 | 0.1 | 0 | 0 | 1.22 | 1.22 | 0 | 0
1036 | 0.2 | 0.2 | 0.09 | 0.09 | 0 | 0 | 0.49 | 0.49 | 13.34 | 13.34
1037 | 0.17 | 0.17 | 0.08 | 0.08 | 0 | 0 | 2.08 | 2.08 | 0 | 0
1038 | 0.15 | 0.15 | 0.07 | 0.07 | 0 | 0 | 0.84 | 0.84 | 0 | 0
1039 | 0.28 | 0.28 | 0.13 | 0.13 | 0 | 0 | 2.21 | 2.21 | 0 | 0
1040 | 0.24 | 0.24 | 0.11 | 0.11 | 0 | 0 | 2.72 | 2.72 | 0 | 0
1041 | 0.21 | 0.21 | 0.1 | 0.1 | 0 | 0 | 2.38 | 2.38 | 0 | 0
1042 | 0.24 | 0.24 | 0.11 | 0.11 | 0 | 0 | 1.82 | 1.82 | 0 | 0
1043 | 0.22 | 0.22 | 0.11 | 0.11 | 0 | 0 | 1.25 | 1.25 | 0 | 0
1044 | 0.28 | 0.28 | 0.14 | 0.14 | 0 | 0 | 0.92 | 0.92 | 0 | 0
1045 | 0.29 | 0.29 | 0.14 | 0.14 | 0 | 0 | 0.57 | 0.57 | 0 | 0
1046 | 0.24 | 0.24 | 0.11 | 0.11 | 0 | 0 | 0.23 | 0.23 | 0 | 0
1047 | 0.25 | 0.25 | 0.12 | 0.12 | 0 | 0 | 0.1 | 0.1 | 0 | 0
1048 | 0.38 | 0.38 | 0.18 | 0.18 | 0 | 0 | 1.3 | 1.3 | 0 | 0
1049 | 0.29 | 0.29 | 0.14 | 0.14 | 0 | 0 | 1.86 | 1.86 | 0 | 0
1050 | 0.31 | 0.31 | 0.15 | 0.15 | 0 | 0 | 2.2 | 2.2 | 0 | 0
1051 | 0.32 | 0.32 | 0.16 | 0.16 | 0 | 0 | 2.41 | 2.41 | 0 | 0
1052 | 0.28 | 0.28 | 0.14 | 0.14 | 0 | 0 | 2.54 | 2.54 | 0 | 0
1053 | 0.25 | 0.25 | 0.12 | 0.12 | 3.8955 | 3.8955 | 2.64 | 2.64 | 0 | 0
1054 | 0.65 | 0.65 | 0.32 | 0.32 | 0 | 0 | 2.74 | 2.74 | 0 | 0
1055 | 0.3 | 0.3 | 0.14 | 0.14 | 0 | 0 | 2.76 | 2.76 | 0 | 0
1056 | 0.17 | 0.17 | 0.08 | 0.08 | 0 | 0 | 2.55 | 2.55 | 0 | 0
1057 | 0.14 | 0.14 | 0.07 | 0.07 | 0 | 0 | 1.02 | 1.02 | 0 | 0
1058 | 0.14 | 0.14 | 0.07 | 0.07 | 0 | 0 | 0.41 | 0.41 | 0 | 0
1059 | 0.12 | 0.12 | 0.06 | 0.06 | 0 | 0 | 0.17 | 0.17 | 0 | 0
1060 | 0.12 | 0.12 | 0.06 | 0.06 | 0 | 0 | 0.07 | 0.07 | 0 | 0
1061 | 0.12 | 0.12 | 0.06 | 0.06 | 0 | 0 | 0.03 | 0.03 | 0 | 0
1062 | 0.12 | 0.12 | 0.06 | 0.06 | 0 | 0 | 0.02 | 0.02 | 0 | 0
1063 | 0.37 | 0.37 | 0.18 | 0.18 | 0 | 0 | 1.65 | 1.65 | 0 | 0
1064 | 0.21 | 0.21 | 0.1 | 0.1 | 0 | 0 | 2.34 | 2.34 | 0 | 0
1065 | 0.22 | 0.22 | 0.11 | 0.11 | 0 | 0 | 2.3 | 2.3 | 0 | 0
1066 | 0.52 | 0.52 | 0.25 | 0.25 | 0 | 0 | 1.89 | 1.89 | 0 | 0
1067 | 0.47 | 0.47 | 0.23 | 0.23 | 0 | 0 | 1.27 | 1.27 | 0 | 0
1068 | 0.33 | 0.33 | 0.16 | 0.16 | 0 | 0 | 0.51 | 0.51 | 0 | 0
1069 | 0.33 | 0.33 | 0.16 | 0.16 | 0 | 0 | 0.21 | 0.21 | 0 | 0
1070 | 0.48 | 0.48 | 0.23 | 0.23 | 0 | 0 | 0.09 | 0.09 | 0 | 0
1071 | 0.3 | 0.3 | 0.15 | 0.15 | 0 | 0 | 0.42 | 0.42 | 0 | 0
1072 | 0.55 | 0.55 | 0.26 | 0.26 | 0 | 0 | 1.12 | 1.12 | 0 | 0
1073 | 0.42 | 0.42 | 0.2 | 0.2 | 1.6894 | 1.6894 | 1.69 | 1.69 | 0 | 0
1074 | 0.33 | 0.33 | 0.16 | 0.16 | 0 | 0 | 2 | 2 | 0 | 0
1075 | 0.41 | 0.41 | 0.2 | 0.2 | 0 | 0 | 2.18 | 2.18 | 0 | 0
1076 | 0.39 | 0.39 | 0.19 | 0.19 | 0 | 0 | 2.4 | 2.4 | 0 | 0
1077 | 0.43 | 0.43 | 0.21 | 0.21 | 0 | 0 | 2.62 | 2.62 | 0 | 0
1078 | 0.62 | 0.62 | 0.3 | 0.3 | 0 | 0 | 2.85 | 2.85 | 0 | 0
1079 | 0.27 | 0.27 | 0.13 | 0.13 | 0 | 0 | 2.98 | 2.98 | 0 | 0
1080 | 0.25 | 0.25 | 0.12 | 0.12 | 0 | 0 | 1.19 | 1.19 | 0 | 0
1081 | 0.21 | 0.21 | 0.1 | 0.1 | 0 | 0 | 0.48 | 0.48 | 0 | 0
1082 | 0.16 | 0.16 | 0.08 | 0.08 | 0 | 0 | 0.2 | 0.2 | 0 | 0
1083 | 0.13 | 0.13 | 0.06 | 0.06 | 0 | 0 | 1.83 | 1.83 | 0 | 0
1084 | 0.17 | 0.17 | 0.08 | 0.08 | 0 | 0 | 2.46 | 2.46 | 0 | 0
1085 | 0.14 | 0.14 | 0.07 | 0.07 | 0 | 0 | 0.99 | 0.99 | 0 | 0
1086 | 0.15 | 0.15 | 0.07 | 0.07 | 0 | 0 | 0.4 | 0.4 | 0 | 0
1087 | 0.27 | 0.27 | 0.13 | 0.13 | 0 | 0 | 1.93 | 1.93 | 0 | 0
1088 | 0.2 | 0.2 | 0.1 | 0.1 | 0 | 0 | 2.55 | 2.55 | 0 | 0
1089 | 0.25 | 0.25 | 0.12 | 0.12 | 0 | 0 | 2.39 | 2.39 | 0 | 0
1090 | 0.24 | 0.24 | 0.11 | 0.11 | 0 | 0 | 1.95 | 1.95 | 0 | 0
1091 | 0.23 | 0.23 | 0.11 | 0.11 | 0 | 0 | 0.78 | 0.78 | 0 | 0
1092 | 0.26 | 0.26 | 0.13 | 0.13 | 0 | 0 | 0.32 | 0.32 | 0 | 0
1093 | 0.25 | 0.25 | 0.12 | 0.12 | 0 | 0 | 0.13 | 0.13 | 0 | 0
1094 | 0.45 | 0.45 | 0.22 | 0.22 | 0 | 0 | 0.05 | 0.05 | 0 | 0
1095 | 0.27 | 0.27 | 0.13 | 0.13 | 0 | 0 | 0.74 | 0.74 | 0 | 0
1096 | 0.44 | 0.44 | 0.21 | 0.21 | 0 | 0 | 1.31 | 1.31 | 0 | 0
1097 | 0.47 | 0.47 | 0.23 | 0.23 | 0 | 0 | 1.87 | 1.87 | 0 | 0
1098 | 0.33 | 0.33 | 0.16 | 0.16 | 0 | 0 | 2.25 | 2.25 | 0 | 0
1099 | 0.31 | 0.31 | 0.15 | 0.15 | 0 | 0 | 2.43 | 2.43 | 10.24 | 10.24
1100 | 0.26 | 0.26 | 0.12 | 0.12 | 0 | 0 | 2.54 | 2.54 | 0 | 0
1101 | 0.35 | 0.35 | 0.17 | 0.17 | 0 | 0 | 2.62 | 2.62 | 0 | 0
1102 | 0.84 | 0.84 | 0.41 | 0.41 | 0 | 0 | 2.67 | 2.67 | 0 | 0
1103 | 0.35 | 0.35 | 0.17 | 0.17 | 0 | 0 | 2.75 | 2.75 | 0 | 0
1104 | 0.17 | 0.17 | 0.08 | 0.08 | 0 | 0 | 2.8 | 2.8 | 0 | 0
1105 | 0.16 | 0.16 | 0.08 | 0.08 | 0 | 0 | 2.82 | 2.82 | 0 | 0
1106 | 0.13 | 0.13 | 0.06 | 0.06 | 0 | 0 | 1.13 | 1.13 | 0 | 0
1107 | 0.13 | 0.13 | 0.06 | 0.06 | 0 | 0 | 2.19 | 2.19 | 0 | 0
1108 | 0.15 | 0.15 | 0.07 | 0.07 | 0 | 0 | 0.88 | 0.88 | 0 | 0
1109 | 0.19 | 0.19 | 0.09 | 0.09 | 0 | 0 | 2.1 | 2.1 | 0 | 0
1110 | 0.2 | 0.2 | 0.1 | 0.1 | 0 | 0 | 0.84 | 0.84 | 0 | 0
1111 | 0.23 | 0.23 | 0.11 | 0.11 | 0 | 0 | 2.12 | 2.12 | 0 | 0
1112 | 0.21 | 0.21 | 0.1 | 0.1 | 0 | 0 | 2.61 | 2.61 | 0 | 0
1113 | 0.25 | 0.25 | 0.12 | 0.12 | 0 | 0 | 2.54 | 2.54 | 0 | 0
1114 | 0.42 | 0.42 | 0.2 | 0.2 | 0 | 0 | 2.26 | 2.26 | 0 | 0
1115 | 0.27 | 0.27 | 0.13 | 0.13 | 0 | 0 | 0.91 | 0.91 | 0 | 0
1116 | 0.15 | 0.15 | 0.07 | 0.07 | 0 | 0 | 1.45 | 1.45 | 0 | 0
1117 | 0.48 | 0.48 | 0.23 | 0.23 | 0 | 0 | 0.58 | 0.58 | 0 | 0
1118 | 0.38 | 0.38 | 0.18 | 0.18 | 0 | 0 | 0.24 | 0.24 | 0 | 0
1119 | 0.36 | 0.36 | 0.18 | 0.18 | 0 | 0 | 1.01 | 1.01 | 0 | 0
1120 | 0.49 | 0.49 | 0.24 | 0.24 | 0 | 0 | 0.41 | 0.41 | 0 | 0
1121 | 0.56 | 0.56 | 0.27 | 0.27 | 0 | 0 | 1.72 | 1.72 | 0 | 0
1122 | 0.46 | 0.46 | 0.22 | 0.22 | 0 | 0 | 2.42 | 2.42 | 0 | 0
1123 | 0.28 | 0.28 | 0.14 | 0.14 | 0 | 0 | 2.69 | 2.69 | 0 | 0
1124 | 0.3 | 0.3 | 0.15 | 0.15 | 0 | 0 | 2.79 | 2.79 | 0 | 0
1125 | 0.68 | 0.68 | 0.33 | 0.33 | 0 | 0 | 2.83 | 2.83 | 0 | 0
1126 | 0.79 | 0.79 | 0.38 | 0.38 | 0 | 0 | 2.87 | 2.87 | 0 | 0
1127 | 0.41 | 0.41 | 0.2 | 0.2 | 1.6346 | 1.6346 | 2.91 | 2.91 | 10.09 | 10.09
1128 | 0.25 | 0.25 | 0.12 | 0.12 | 0 | 0 | 2.95 | 2.95 | 0 | 0
1129 | 0.2 | 0.2 | 0.1 | 0.1 | 0 | 0 | 1.18 | 1.18 | 0 | 0
1130 | 0.19 | 0.19 | 0.09 | 0.09 | 0 | 0 | 2.31 | 2.31 | 0 | 0
1131 | 0.2 | 0.2 | 0.09 | 0.09 | 0 | 0 | 0.93 | 0.93 | 0 | 0
1132 | 0.15 | 0.15 | 0.07 | 0.07 | 0 | 0 | 2.2 | 2.2 | 0 | 0
1133 | 0.14 | 0.14 | 0.07 | 0.07 | 0 | 0 | 2.68 | 2.68 | 12.63 | 12.63
1134 | 0.13 | 0.13 | 0.06 | 0.06 | 0 | 0 | 1.08 | 1.08 | 0 | 0
1135 | 0.14 | 0.14 | 0.07 | 0.07 | 0 | 0 | 2.26 | 2.26 | 0 | 0
1136 | 0.43 | 0.43 | 0.21 | 0.21 | 0 | 0 | 2.72 | 2.72 | 0 | 0
1137 | 0.57 | 0.57 | 0.28 | 0.28 | 0 | 0 | 2.73 | 2.73 | 0 | 0
1138 | 0.31 | 0.31 | 0.15 | 0.15 | 0 | 0 | 2.32 | 2.32 | 0 | 0
1139 | 0.28 | 0.28 | 0.13 | 0.13 | 0 | 0 | 0.93 | 0.93 | 0 | 0
1140 | 0.38 | 0.38 | 0.18 | 0.18 | 0 | 0 | 1.33 | 1.33 | 0 | 0
1141 | 0.19 | 0.19 | 0.09 | 0.09 | 0 | 0 | 1.42 | 1.42 | 0 | 0
1142 | 0.19 | 0.19 | 0.09 | 0.09 | 0 | 0 | 0.57 | 0.57 | 0 | 0
1143 | 0.31 | 0.31 | 0.15 | 0.15 | 0 | 0 | 1.2 | 1.2 | 0 | 0
1144 | 0.45 | 0.45 | 0.22 | 0.22 | 0 | 0 | 1.52 | 1.52 | 0 | 0
1145 | 0.75 | 0.75 | 0.36 | 0.36 | 0 | 0 | 2.1 | 2.1 | 0 | 0
1146 | 0.38 | 0.38 | 0.19 | 0.19 | 0 | 0 | 2.55 | 2.55 | 0 | 0
1147 | 0.32 | 0.32 | 0.16 | 0.16 | 2.0128 | 2.0128 | 2.76 | 2.76 | 0 | 0
1148 | 0.7 | 0.7 | 0.34 | 0.34 | 0 | 0 | 2.86 | 2.86 | 0 | 0
1149 | 0.75 | 0.75 | 0.36 | 0.36 | 0 | 0 | 2.91 | 2.91 | 0 | 0
1150 | 0.51 | 0.51 | 0.24 | 0.24 | 0 | 0 | 2.95 | 2.95 | 0 | 0
1151 | 0.23 | 0.23 | 0.11 | 0.11 | 0 | 0 | 2.96 | 2.96 | 0 | 0
1152 | 0.15 | 0.15 | 0.07 | 0.07 | 0.676 | 0.676 | 1.19 | 1.19 | 0 | 0
1153 | 0.13 | 0.13 | 0.07 | 0.07 | 0 | 0 | 0.48 | 0.48 | 0 | 0
1154 | 0.15 | 0.15 | 0.07 | 0.07 | 0 | 0 | 1.99 | 1.99 | 0 | 0
1155 | 0.13 | 0.13 | 0.06 | 0.06 | 0 | 0 | 0.8 | 0.8 | 0 | 0
1156 | 0.13 | 0.13 | 0.06 | 0.06 | 0 | 0 | 2.09 | 2.09 | 0 | 0
1157 | 0.15 | 0.15 | 0.07 | 0.07 | 0 | 0 | 2.58 | 2.58 | 0 | 0
1158 | 0.21 | 0.21 | 0.1 | 0.1 | 0 | 0 | 2.78 | 2.78 | 0 | 0
1159 | 0.18 | 0.18 | 0.09 | 0.09 | 0 | 0 | 2.86 | 2.86 | 0 | 0
1160 | 0.22 | 0.22 | 0.11 | 0.11 | 0 | 0 | 2.57 | 2.57 | 9.87 | 9.87
1161 | 0.32 | 0.32 | 0.16 | 0.16 | 0 | 0 | 2.13 | 2.13 | 0 | 0
1162 | 0.25 | 0.25 | 0.12 | 0.12 | 0 | 0 | 1.47 | 1.47 | 0 | 0
1163 | 0.28 | 0.28 | 0.13 | 0.13 | 0 | 0 | 0.88 | 0.88 | 0 | 0
1164 | 0.26 | 0.26 | 0.12 | 0.12 | 0 | 0 | 0.35 | 0.35 | 0 | 0
1165 | 0.2 | 0.2 | 0.1 | 0.1 | 0 | 0 | 0.14 | 0.14 | 0 | 0
1166 | 0.24 | 0.24 | 0.12 | 0.12 | 0 | 0 | 0.06 | 0.06 | 0 | 0
1167 | 0.25 | 0.25 | 0.12 | 0.12 | 0 | 0 | 0.03 | 0.03 | 0 | 0
1168 | 0.44 | 0.44 | 0.21 | 0.21 | 0 | 0 | 0.01 | 0.01 | 0 | 0
1169 | 0.45 | 0.45 | 0.22 | 0.22 | 0 | 0 | 1.69 | 1.69 | 0 | 0
1170 | 0.34 | 0.34 | 0.16 | 0.16 | 0 | 0 | 0.68 | 0.68 | 0 | 0
1171 | 0.42 | 0.42 | 0.2 | 0.2 | 0 | 0 | 1.95 | 1.95 | 0 | 0
1172 | 0.41 | 0.41 | 0.2 | 0.2 | 0 | 0 | 2.46 | 2.46 | 0 | 0
1173 | 0.41 | 0.41 | 0.2 | 0.2 | 0 | 0 | 2.69 | 2.69 | 0 | 0
1174 | 0.73 | 0.73 | 0.36 | 0.36 | 0 | 0 | 2.88 | 2.88 | 0 | 0
1175 | 0.38 | 0.38 | 0.19 | 0.19 | 0 | 0 | 2.99 | 2.99 | 0 | 0
1176 | 0.13 | 0.13 | 0.06 | 0.06 | 0.8364 | 0.8364 | 3.04 | 3.04 | 0 | 0
1177 | 0.13 | 0.13 | 0.06 | 0.06 | 0 | 0 | 3.16 | 3.16 | 0 | 0
1178 | 0.17 | 0.17 | 0.08 | 0.08 | 0 | 0 | 1.27 | 1.27 | 0 | 0
1179 | 0.12 | 0.12 | 0.06 | 0.06 | 0 | 0 | 2.51 | 2.51 | 0 | 0
1180 | 0.11 | 0.11 | 0.05 | 0.05 | 0 | 0 | 2.95 | 2.95 | 0 | 0
1181 | 0.15 | 0.15 | 0.07 | 0.07 | 0 | 0 | 1.18 | 1.18 | 0 | 0
1182 | 0.25 | 0.25 | 0.12 | 0.12 | 0 | 0 | 0.48 | 0.48 | 0 | 0
1183 | 0.27 | 0.27 | 0.13 | 0.13 | 0 | 0 | 2.02 | 2.02 | 0 | 0
1184 | 0.21 | 0.21 | 0.1 | 0.1 | 0 | 0 | 2.36 | 2.36 | 0 | 0
1185 | 0.25 | 0.25 | 0.12 | 0.12 | 0 | 0 | 2.3 | 2.3 | 0 | 0
1186 | 0.23 | 0.23 | 0.11 | 0.11 | 0 | 0 | 1.99 | 1.99 | 0 | 0
1187 | 0.19 | 0.19 | 0.09 | 0.09 | 0 | 0 | 0.8 | 0.8 | 0 | 0
1188 | 0.29 | 0.29 | 0.14 | 0.14 | 0 | 0 | 0.32 | 0.32 | 0 | 0
1189 | 0.17 | 0.17 | 0.08 | 0.08 | 0 | 0 | 0.13 | 0.13 | 0 | 0
1190 | 0.18 | 0.18 | 0.09 | 0.09 | 0 | 0 | 1.01 | 1.01 | 0 | 0
1191 | 0.21 | 0.21 | 0.1 | 0.1 | 0 | 0 | 1.4 | 1.4 | 0 | 0
1192 | 0.35 | 0.35 | 0.17 | 0.17 | 0 | 0 | 1.76 | 1.76 | 0 | 0
1193 | 0.32 | 0.32 | 0.15 | 0.15 | 0 | 0 | 2.17 | 2.17 | 0 | 0
1194 | 0.34 | 0.34 | 0.16 | 0.16 | 1.9404 | 1.9404 | 2.48 | 2.48 | 0 | 0
1195 | 0.42 | 0.42 | 0.2 | 0.2 | 0 | 0 | 2.63 | 2.63 | 0 | 0
1196 | 0.35 | 0.35 | 0.17 | 0.17 | 0 | 0 | 2.72 | 2.72 | 0 | 0
1197 | 0.45 | 0.45 | 0.22 | 0.22 | 0 | 0 | 2.82 | 2.82 | 0 | 0
1198 | 1.11 | 1.11 | 0.54 | 0.54 | 0 | 0 | 2.88 | 2.88 | 0 | 0
1199 | 0.28 | 0.28 | 0.14 | 0.14 | 0 | 0 | 2.95 | 2.95 | 0 | 0
1200 | 0.24 | 0.24 | 0.12 | 0.12 | 1.951 | 1.951 | 1.18 | 1.18 | 0 | 0
1201 | 0.59 | 0.59 | 0.28 | 0.28 | 0 | 0 | 2.3 | 2.3 | 0 | 0
1202 | 0.58 | 0.58 | 0.28 | 0.28 | 0 | 0 | 2.77 | 2.77 | 0 | 0
1203 | 0.31 | 0.31 | 0.15 | 0.15 | 0 | 0 | 1.11 | 1.11 | 0 | 0
1204 | 0.21 | 0.21 | 0.1 | 0.1 | 0 | 0 | 0.45 | 0.45 | 0 | 0
1205 | 0.2 | 0.2 | 0.1 | 0.1 | 0 | 0 | 2.08 | 2.08 | 0 | 0
1206 | 0.21 | 0.21 | 0.1 | 0.1 | 0 | 0 | 0.84 | 0.84 | 0 | 0
1207 | 0.19 | 0.19 | 0.09 | 0.09 | 0 | 0 | 2.23 | 2.23 | 0 | 0
1208 | 0.26 | 0.26 | 0.12 | 0.12 | 0 | 0 | 2.28 | 2.28 | 11.1 | 11.1
1209 | 0.3 | 0.3 | 0.14 | 0.14 | 0 | 0 | 2.02 | 2.02 | 0 | 0
1210 | 0.24 | 0.24 | 0.11 | 0.11 | 0 | 0 | 1.61 | 1.61 | 0 | 0
1211 | 0.24 | 0.24 | 0.12 | 0.12 | 0 | 0 | 1.44 | 1.44 | 0 | 0
1212 | 0.2 | 0.2 | 0.1 | 0.1 | 0 | 0 | 1.45 | 1.45 | 0 | 0
1213 | 0.19 | 0.19 | 0.09 | 0.09 | 0 | 0 | 1.53 | 1.53 | 0 | 0
1214 | 0.16 | 0.16 | 0.08 | 0.08 | 0 | 0 | 1.67 | 1.67 | 0 | 0
1215 | 0.15 | 0.15 | 0.07 | 0.07 | 0 | 0 | 2.08 | 2.08 | 0 | 0
1216 | 0.32 | 0.32 | 0.15 | 0.15 | 0 | 0 | 2.44 | 2.44 | 0 | 0
1217 | 0.36 | 0.36 | 0.18 | 0.18 | 0 | 0 | 2.71 | 2.71 | 0 | 0
1218 | 0.38 | 0.38 | 0.18 | 0.18 | 0 | 0 | 2.66 | 2.66 | 0 | 0
1219 | 0.38 | 0.38 | 0.18 | 0.18 | 0 | 0 | 2.69 | 2.69 | 0 | 0
1220 | 0.3 | 0.3 | 0.14 | 0.14 | 0 | 0 | 2.69 | 2.69 | 0 | 0
1221 | 0.29 | 0.29 | 0.14 | 0.14 | 0 | 0 | 2.69 | 2.69 | 0 | 0
1222 | 0.36 | 0.36 | 0.17 | 0.17 | 0 | 0 | 2.68 | 2.68 | 0 | 0
1223 | 0.22 | 0.22 | 0.11 | 0.11 | 0 | 0 | 2.64 | 2.64 | 0 | 0
1224 | 0.17 | 0.17 | 0.08 | 0.08 | 0 | 0 | 1.06 | 1.06 | 0 | 0
1225 | 0.13 | 0.13 | 0.06 | 0.06 | 0 | 0 | 1.87 | 1.87 | 0 | 0
1226 | 0.13 | 0.13 | 0.06 | 0.06 | 0 | 0 | 2.14 | 2.14 | 0 | 0
1227 | 0.16 | 0.16 | 0.08 | 0.08 | 0 | 0 | 2.22 | 2.22 | 0 | 0
1228 | 0.14 | 0.14 | 0.07 | 0.07 | 0 | 0 | 2.21 | 2.21 | 0 | 0
1229 | 0.13 | 0.13 | 0.06 | 0.06 | 0 | 0 | 0.89 | 0.89 | 0 | 0
1230 | 0.18 | 0.18 | 0.09 | 0.09 | 0 | 0 | 0.36 | 0.36 | 0 | 0
1231 | 0.19 | 0.19 | 0.09 | 0.09 | 0 | 0 | 1.37 | 1.37 | 0 | 0
1232 | 0.22 | 0.22 | 0.11 | 0.11 | 0 | 0 | 1.64 | 1.64 | 0 | 0
1233 | 0.51 | 0.51 | 0.25 | 0.25 | 0 | 0 | 1.57 | 1.57 | 0 | 0
1234 | 0.72 | 0.72 | 0.35 | 0.35 | 0 | 0 | 1.33 | 1.33 | 0 | 0
1235 | 0.44 | 0.44 | 0.21 | 0.21 | 0 | 0 | 0.54 | 0.54 | 0 | 0
1236 | 0.46 | 0.46 | 0.22 | 0.22 | 0 | 0 | 0.22 | 0.22 | 0 | 0
1237 | 0.32 | 0.32 | 0.16 | 0.16 | 0 | 0 | 0.09 | 0.09 | 0 | 0
1238 | 0.35 | 0.35 | 0.17 | 0.17 | 0 | 0 | 0.98 | 0.98 | 0 | 0
1239 | 0.35 | 0.35 | 0.17 | 0.17 | 0 | 0 | 0.48 | 0.48 | 0 | 0
1240 | 0.32 | 0.32 | 0.15 | 0.15 | 0 | 0 | 0.19 | 0.19 | 0 | 0
1241 | 0.28 | 0.28 | 0.14 | 0.14 | 0 | 0 | 0.08 | 0.08 | 0 | 0
1242 | 0.3 | 0.3 | 0.15 | 0.15 | 0 | 0 | 0.04 | 0.04 | 0 | 0
1243 | 0.4 | 0.4 | 0.19 | 0.19 | 0 | 0 | 0.71 | 0.71 | 0 | 0
1244 | 0.22 | 0.22 | 0.11 | 0.11 | 0 | 0 | 1.3 | 1.3 | 0 | 0
1245 | 0.25 | 0.25 | 0.12 | 0.12 | 0 | 0 | 1.61 | 1.61 | 0 | 0
1246 | 0.51 | 0.51 | 0.25 | 0.25 | 0 | 0 | 1.8 | 1.8 | 0 | 0
1247 | 0.39 | 0.39 | 0.19 | 0.19 | 0 | 0 | 1.98 | 1.98 | 0 | 0
1248 | 0.21 | 0.21 | 0.1 | 0.1 | 0 | 0 | 2.18 | 2.18 | 0 | 0
1249 | 0.63 | 0.63 | 0.3 | 0.3 | 3.1065 | 3.1065 | 2.12 | 2.12 | 0 | 0
1250 | 0.47 | 0.47 | 0.23 | 0.23 | 0 | 0 | 0.85 | 0.85 | 0 | 0
1251 | 0.2 | 0.2 | 0.1 | 0.1 | 0 | 0 | 0.34 | 0.34 | 0 | 0
1252 | 0.18 | 0.18 | 0.09 | 0.09 | 0 | 0 | 0.14 | 0.14 | 0 | 0
1253 | 0.14 | 0.14 | 0.07 | 0.07 | 0 | 0 | 1.38 | 1.38 | 0 | 0
1254 | 0.18 | 0.18 | 0.09 | 0.09 | 0 | 0 | 0.55 | 0.55 | 0 | 0
1255 | 0.17 | 0.17 | 0.08 | 0.08 | 0 | 0 | 1.61 | 1.61 | 0 | 0
1256 | 0.2 | 0.2 | 0.1 | 0.1 | 0 | 0 | 1.64 | 1.64 | 12.13 | 12.13
1257 | 0.16 | 0.16 | 0.08 | 0.08 | 0 | 0 | 1.11 | 1.11 | 0 | 0
1258 | 0.17 | 0.17 | 0.08 | 0.08 | 0 | 0 | 0.45 | 0.45 | 0 | 0
1259 | 0.23 | 0.23 | 0.11 | 0.11 | 0 | 0 | 0.18 | 0.18 | 0 | 0
1260 | 0.23 | 0.23 | 0.11 | 0.11 | 0 | 0 | 0.08 | 0.08 | 0 | 0
1261 | 0.27 | 0.27 | 0.13 | 0.13 | 0 | 0 | 0.03 | 0.03 | 0 | 0
1262 | 0.23 | 0.23 | 0.11 | 0.11 | 0 | 0 | 0.02 | 0.02 | 0 | 0
1263 | 0.21 | 0.21 | 0.1 | 0.1 | 1.5745 | 1.5745 | 0.47 | 0.47 | 0 | 0
1264 | 0.28 | 0.28 | 0.14 | 0.14 | 0 | 0 | 0.19 | 0.19 | 0 | 0
1265 | 0.42 | 0.42 | 0.2 | 0.2 | 0 | 0 | 0.08 | 0.08 | 0 | 0
1266 | 0.32 | 0.32 | 0.15 | 0.15 | 0 | 0 | 0.03 | 0.03 | 0 | 0
1267 | 0.3 | 0.3 | 0.15 | 0.15 | 0 | 0 | 0.02 | 0.02 | 0 | 0
1268 | 0.23 | 0.23 | 0.11 | 0.11 | 0 | 0 | 0.97 | 0.97 | 0 | 0
1269 | 0.21 | 0.21 | 0.1 | 0.1 | 0 | 0 | 1.43 | 1.43 | 0 | 0
1270 | 0.25 | 0.25 | 0.12 | 0.12 | 0 | 0 | 1.58 | 1.58 | 0 | 0
1271 | 0.18 | 0.18 | 0.09 | 0.09 | 0 | 0 | 1.65 | 1.65 | 0 | 0
1272 | 0.16 | 0.16 | 0.08 | 0.08 | 0 | 0 | 1.71 | 1.71 | 0 | 0
1273 | 0.15 | 0.15 | 0.07 | 0.07 | 0 | 0 | 0.69 | 0.69 | 0 | 0
1274 | 0.09 | 0.09 | 0.05 | 0.05 | 0 | 0 | 1.11 | 1.11 | 0 | 0
1275 | 0.09 | 0.09 | 0.05 | 0.05 | 0.7824 | 0.7824 | 1.63 | 1.63 | 0 | 0
1276 | 0.13 | 0.13 | 0.06 | 0.06 | 0 | 0 | 1.88 | 1.88 | 0 | 0
1277 | 0.09 | 0.09 | 0.04 | 0.04 | 0 | 0 | 0.76 | 0.76 | 0 | 0
1278 | 0.11 | 0.11 | 0.05 | 0.05 | 0 | 0 | 0.31 | 0.31 | 0 | 0
1279 | 0.13 | 0.13 | 0.06 | 0.06 | 0 | 0 | 1.42 | 1.42 | 0 | 0
1280 | 0.2 | 0.2 | 0.1 | 0.1 | 0 | 0 | 1.72 | 1.72 | 9.88 | 9.88
1281 | 0.46 | 0.46 | 0.22 | 0.22 | 0 | 0 | 1.59 | 1.59 | 0 | 0
1282 | 0.46 | 0.46 | 0.22 | 0.22 | 0 | 0 | 1.22 | 1.22 | 0 | 0
1283 | 0.33 | 0.33 | 0.16 | 0.16 | 0 | 0 | 0.72 | 0.72 | 0 | 0
1284 | 0.32 | 0.32 | 0.16 | 0.16 | 0 | 0 | 0.29 | 0.29 | 0 | 0
1285 | 0.38 | 0.38 | 0.18 | 0.18 | 0 | 0 | 0.12 | 0.12 | 0 | 0
1286 | 0.88 | 0.88 | 0.42 | 0.42 | 0 | 0 | 0.05 | 0.05 | 0 | 0
1287 | 0.55 | 0.55 | 0.26 | 0.26 | 0 | 0 | 1.33 | 1.33 | 0 | 0
1288 | 0.85 | 0.85 | 0.41 | 0.41 | 0 | 0 | 1.5 | 1.5 | 0 | 0
1289 | 0.53 | 0.53 | 0.26 | 0.26 | 0 | 0 | 1.8 | 1.8 | 0 | 0
1290 | 1.07 | 1.07 | 0.52 | 0.52 | 0 | 0 | 2.3 | 2.3 | 0 | 0
1291 | 0.35 | 0.35 | 0.17 | 0.17 | 0 | 0 | 2.7 | 2.7 | 0 | 0
1292 | 0.33 | 0.33 | 0.16 | 0.16 | 0 | 0 | 2.94 | 2.94 | 0 | 0
1293 | 0.25 | 0.25 | 0.12 | 0.12 | 0 | 0 | 3.07 | 3.07 | 0 | 0
1294 | 0.23 | 0.23 | 0.11 | 0.11 | 0 | 0 | 3.11 | 3.11 | 0 | 0
1295 | 0.22 | 0.22 | 0.11 | 0.11 | 0 | 0 | 3.13 | 3.13 | 0 | 0
1296 | 0.14 | 0.14 | 0.07 | 0.07 | 0 | 0 | 1.25 | 1.25 | 0 | 0
1297 | 0.1 | 0.1 | 0.05 | 0.05 | 0 | 0 | 2.29 | 2.29 | 0 | 0
1298 | 0.09 | 0.09 | 0.05 | 0.05 | 0 | 0 | 2.82 | 2.82 | 0 | 0
1299 | 0.11 | 0.11 | 0.05 | 0.05 | 0 | 0 | 1.13 | 1.13 | 0 | 0
1300 | 0.09 | 0.09 | 0.05 | 0.05 | 0 | 0 | 2.41 | 2.41 | 0 | 0
1301 | 0.1 | 0.1 | 0.05 | 0.05 | 0 | 0 | 2.9 | 2.9 | 0 | 0
1302 | 0.09 | 0.09 | 0.04 | 0.04 | 0 | 0 | 1.16 | 1.16 | 0 | 0
1303 | 0.11 | 0.11 | 0.05 | 0.05 | 0 | 0 | 2.4 | 2.4 | 0 | 0
1304 | 0.39 | 0.39 | 0.19 | 0.19 | 0 | 0 | 2.74 | 2.74 | 0 | 0
1305 | 0.9 | 0.9 | 0.44 | 0.44 | 0 | 0 | 2.61 | 2.61 | 0 | 0
1306 | 0.66 | 0.66 | 0.32 | 0.32 | 0 | 0 | 2.18 | 2.18 | 0 | 0
1307 | 0.37 | 0.37 | 0.18 | 0.18 | 0 | 0 | 0.87 | 0.87 | 0 | 0
1308 | 0.27 | 0.27 | 0.13 | 0.13 | 0 | 0 | 0.35 | 0.35 | 0 | 0
1309 | 0.22 | 0.22 | 0.11 | 0.11 | 0 | 0 | 0.46 | 0.46 | 0 | 0
1310 | 0.29 | 0.29 | 0.14 | 0.14 | 0 | 0 | 0.37 | 0.37 | 0 | 0
1311 | 0.31 | 0.31 | 0.15 | 0.15 | 0 | 0 | 0.15 | 0.15 | 0 | 0
1312 | 0.39 | 0.39 | 0.19 | 0.19 | 0 | 0 | 0.06 | 0.06 | 0 | 0
1313 | 0.38 | 0.38 | 0.19 | 0.19 | 0 | 0 | 1.67 | 1.67 | 0 | 0
1314 | 0.68 | 0.68 | 0.33 | 0.33 | 0 | 0 | 2.12 | 2.12 | 0 | 0
1315 | 0.34 | 0.34 | 0.16 | 0.16 | 0 | 0 | 2.53 | 2.53 | 0 | 0
1316 | 0.75 | 0.75 | 0.36 | 0.36 | 0 | 0 | 2.75 | 2.75 | 0 | 0
1317 | 0.3 | 0.3 | 0.15 | 0.15 | 0 | 0 | 2.88 | 2.88 | 0 | 0
1318 | 0.19 | 0.19 | 0.09 | 0.09 | 0 | 0 | 2.96 | 2.96 | 0 | 0
1319 | 0.17 | 0.17 | 0.08 | 0.08 | 0 | 0 | 3.02 | 3.02 | 0 | 0
1320 | 0.17 | 0.17 | 0.08 | 0.08 | 0 | 0 | 3.04 | 3.04 | 0 | 0
1321 | 0.17 | 0.17 | 0.08 | 0.08 | 0 | 0 | 3.07 | 3.07 | 0 | 0
1322 | 0.16 | 0.16 | 0.08 | 0.08 | 0 | 0 | 3.14 | 3.14 | 0 | 0
1323 | 0.14 | 0.14 | 0.07 | 0.07 | 0 | 0 | 3.19 | 3.19 | 0 | 0
1324 | 0.11 | 0.11 | 0.05 | 0.05 | 0 | 0 | 1.28 | 1.28 | 0 | 0
1325 | 0.11 | 0.11 | 0.05 | 0.05 | 0 | 0 | 0.52 | 0.52 | 0 | 0
1326 | 0.09 | 0.09 | 0.04 | 0.04 | 0 | 0 | 2.16 | 2.16 | 0 | 0
1327 | 0.2 | 0.2 | 0.1 | 0.1 | 0 | 0 | 2.79 | 2.79 | 11.93 | 11.93
1328 | 0.18 | 0.18 | 0.09 | 0.09 | 0 | 0 | 2.99 | 2.99 | 0 | 0
1329 | 0.11 | 0.11 | 0.05 | 0.05 | 0 | 0 | 2.91 | 2.91 | 0 | 0
1330 | 0.15 | 0.15 | 0.07 | 0.07 | 0 | 0 | 2.68 | 2.68 | 0 | 0
1331 | 0.19 | 0.19 | 0.09 | 0.09 | 0 | 0 | 2.51 | 2.51 | 0 | 0
1332 | 0.21 | 0.21 | 0.1 | 0.1 | 0 | 0 | 1.01 | 1.01 | 0 | 0
1333 | 0.24 | 0.24 | 0.12 | 0.12 | 0 | 0 | 0.41 | 0.41 | 0 | 0
1334 | 0.27 | 0.27 | 0.13 | 0.13 | 0 | 0 | 0.17 | 0.17 | 0 | 0
1335 | 0.25 | 0.25 | 0.12 | 0.12 | 0 | 0 | 1.12 | 1.12 | 0 | 0
1336 | 0.36 | 0.36 | 0.18 | 0.18 | 0 | 0 | 1.74 | 1.74 | 0 | 0
1337 | 0.42 | 0.42 | 0.2 | 0.2 | 3.0627 | 3.0627 | 2.29 | 2.29 | 0 | 0
1338 | 0.28 | 0.28 | 0.13 | 0.13 | 0 | 0 | 2.64 | 2.64 | 0 | 0
1339 | 0.34 | 0.34 | 0.17 | 0.17 | 0 | 0 | 2.94 | 2.94 | 0 | 0
1340 | 0.26 | 0.26 | 0.13 | 0.13 | 0 | 0 | 3.07 | 3.07 | 0 | 0
1341 | 0.27 | 0.27 | 0.13 | 0.13 | 0 | 0 | 3.13 | 3.13 | 0 | 0
1342 | 0.23 | 0.23 | 0.11 | 0.11 | 0 | 0 | 3.18 | 3.18 | 0 | 0
1343 | 0.17 | 0.17 | 0.08 | 0.08 | 0 | 0 | 3.23 | 3.23 | 0 | 0
1344 | 0.13 | 0.13 | 0.06 | 0.06 | 6.305 | 6.305 | 1.29 | 1.29 | 0 | 0
1345 | 0.11 | 0.11 | 0.05 | 0.05 | 0 | 0 | 0.52 | 0.52 | 0 | 0
1346 | 0.08 | 0.08 | 0.04 | 0.04 | 0 | 0 | 0.21 | 0.21 | 0 | 0
1347 | 0.09 | 0.09 | 0.04 | 0.04 | 0 | 0 | 0.09 | 0.09 | 0 | 0
1348 | 0.08 | 0.08 | 0.04 | 0.04 | 0 | 0 | 0.04 | 0.04 | 0 | 0
1349 | 0.09 | 0.09 | 0.04 | 0.04 | 0 | 0 | 1.94 | 1.94 | 0 | 0
1350 | 0.08 | 0.08 | 0.04 | 0.04 | 0 | 0 | 2.7 | 2.7 | 0 | 0
1351 | 0.24 | 0.24 | 0.11 | 0.11 | 0 | 0 | 3.01 | 3.01 | 0 | 0
1352 | 0.17 | 0.17 | 0.08 | 0.08 | 0 | 0 | 2.88 | 2.88 | 0 | 0
1353 | 0.17 | 0.17 | 0.08 | 0.08 | 0 | 0 | 2.44 | 2.44 | 0 | 0
1354 | 0.16 | 0.16 | 0.08 | 0.08 | 0 | 0 | 1.77 | 1.77 | 0 | 0
1355 | 0.19 | 0.19 | 0.09 | 0.09 | 0 | 0 | 1.01 | 1.01 | 0 | 0
1356 | 0.2 | 0.2 | 0.09 | 0.09 | 0 | 0 | 0.41 | 0.41 | 0 | 0
1357 | 0.17 | 0.17 | 0.08 | 0.08 | 0 | 0 | 0.17 | 0.17 | 0 | 0
1358 | 0.16 | 0.16 | 0.08 | 0.08 | 0 | 0 | 0.07 | 0.07 | 0 | 0
1359 | 0.17 | 0.17 | 0.08 | 0.08 | 0 | 0 | 0.3 | 0.3 | 0 | 0
1360 | 0.28 | 0.28 | 0.14 | 0.14 | 0 | 0 | 0.72 | 0.72 | 0 | 0
1361 | 0.33 | 0.33 | 0.16 | 0.16 | 0 | 0 | 1.58 | 1.58 | 0 | 0
1362 | 0.31 | 0.31 | 0.15 | 0.15 | 0 | 0 | 2.25 | 2.25 | 0 | 0
1363 | 0.32 | 0.32 | 0.16 | 0.16 | 0 | 0 | 2.71 | 2.71 | 0 | 0
1364 | 0.29 | 0.29 | 0.14 | 0.14 | 0 | 0 | 2.95 | 2.95 | 0 | 0
1365 | 0.24 | 0.24 | 0.12 | 0.12 | 0 | 0 | 3.1 | 3.1 | 0 | 0
1366 | 0.44 | 0.44 | 0.21 | 0.21 | 0 | 0 | 3.22 | 3.22 | 0 | 0
1367 | 1.1 | 1.1 | 0.53 | 0.53 | 0 | 0 | 3.3 | 3.3 | 0 | 0
1368 | 0.25 | 0.25 | 0.12 | 0.12 | 0 | 0 | 1.32 | 1.32 | 0 | 0
1369 | 0.15 | 0.15 | 0.07 | 0.07 | 0 | 0 | 2.59 | 2.59 | 0 | 0
1370 | 0.09 | 0.09 | 0.04 | 0.04 | 0 | 0 | 1.04 | 1.04 | 0 | 0
1371 | 0.09 | 0.09 | 0.04 | 0.04 | 0 | 0 | 0.42 | 0.42 | 0 | 0
1372 | 0.09 | 0.09 | 0.04 | 0.04 | 0 | 0 | 2.31 | 2.31 | 0 | 0
1373 | 0.09 | 0.09 | 0.04 | 0.04 | 0 | 0 | 3.07 | 3.07 | 0 | 0
1374 | 0.09 | 0.09 | 0.04 | 0.04 | 0 | 0 | 3.42 | 3.42 | 0 | 0
1375 | 0.21 | 0.21 | 0.1 | 0.1 | 0 | 0 | 3.55 | 3.55 | 0 | 0
1376 | 0.19 | 0.19 | 0.09 | 0.09 | 0 | 0 | 3.45 | 3.45 | 0 | 0
1377 | 0.4 | 0.4 | 0.19 | 0.19 | 0 | 0 | 3.05 | 3.05 | 0 | 0
1378 | 0.24 | 0.24 | 0.12 | 0.12 | 0 | 0 | 2.35 | 2.35 | 0 | 0
1379 | 0.22 | 0.22 | 0.1 | 0.1 | 0 | 0 | 1.63 | 1.63 | 0 | 0
1380 | 0.13 | 0.13 | 0.06 | 0.06 | 0 | 0 | 0.98 | 0.98 | 0 | 0
1381 | 0.13 | 0.13 | 0.06 | 0.06 | 0 | 0 | 0.48 | 0.48 | 0 | 0
1382 | 0.09 | 0.09 | 0.04 | 0.04 | 0 | 0 | 0.2 | 0.2 | 9.9 | 9.9
1383 | 0.12 | 0.12 | 0.06 | 0.06 | 0 | 0 | 0.08 | 0.08 | 0 | 0
1384 | 0.26 | 0.26 | 0.13 | 0.13 | 0 | 0 | 0.04 | 0.04 | 0 | 0
1385 | 0.55 | 0.55 | 0.27 | 0.27 | 0 | 0 | 1.59 | 1.59 | 0 | 0
1386 | 0.71 | 0.71 | 0.34 | 0.34 | 0 | 0 | 2.02 | 2.02 | 0 | 0
1387 | 0.28 | 0.28 | 0.14 | 0.14 | 0 | 0 | 2.41 | 2.41 | 0 | 0
1388 | 0.31 | 0.31 | 0.15 | 0.15 | 0.6509 | 0.6509 | 2.63 | 2.63 | 0 | 0
1389 | 0.24 | 0.24 | 0.11 | 0.11 | 0 | 0 | 2.8 | 2.8 | 0 | 0
1390 | 0.35 | 0.35 | 0.17 | 0.17 | 0 | 0 | 2.92 | 2.92 | 0 | 0
1391 | 0.59 | 0.59 | 0.29 | 0.29 | 0 | 0 | 3.01 | 3.01 | 0 | 0
1392 | 0.4 | 0.4 | 0.19 | 0.19 | 0 | 0 | 1.21 | 1.21 | 0 | 0
1393 | 0.08 | 0.08 | 0.04 | 0.04 | 0 | 0 | 0.49 | 0.49 | 13.81 | 13.81
1394 | 0.09 | 0.09 | 0.04 | 0.04 | 0 | 0 | 0.2 | 0.2 | 0 | 0
1395 | 0.09 | 0.09 | 0.04 | 0.04 | 0 | 0 | 2.05 | 2.05 | 0 | 0
1396 | 0.09 | 0.09 | 0.04 | 0.04 | 0 | 0 | 0.82 | 0.82 | 0 | 0
1397 | 0.09 | 0.09 | 0.04 | 0.04 | 0 | 0 | 2.23 | 2.23 | 0 | 0
1398 | 0.08 | 0.08 | 0.04 | 0.04 | 0 | 0 | 0.89 | 0.89 | 0 | 0
1399 | 0.11 | 0.11 | 0.05 | 0.05 | 0 | 0 | 2.23 | 2.23 | 0 | 0
1400 | 0.45 | 0.45 | 0.22 | 0.22 | 0 | 0 | 2.68 | 2.68 | 0 | 0
1401 | 0.62 | 0.62 | 0.3 | 0.3 | 0 | 0 | 2.71 | 2.71 | 0 | 0
1402 | 0.24 | 0.24 | 0.12 | 0.12 | 0 | 0 | 2.59 | 2.59 | 0 | 0
1403 | 0.31 | 0.31 | 0.15 | 0.15 | 0 | 0 | 2.35 | 2.35 | 0 | 0
1404 | 0.2 | 0.2 | 0.1 | 0.1 | 0 | 0 | 1.93 | 1.93 | 0 | 0
1405 | 0.21 | 0.21 | 0.1 | 0.1 | 0 | 0 | 1.21 | 1.21 | 0 | 0
1406 | 0.23 | 0.23 | 0.11 | 0.11 | 0 | 0 | 0.58 | 0.58 | 0 | 0
1407 | 0.25 | 0.25 | 0.12 | 0.12 | 0 | 0 | 0.6 | 0.6 | 0 | 0
1408 | 0.38 | 0.38 | 0.18 | 0.18 | 0 | 0 | 0.94 | 0.94 | 0 | 0
1409 | 0.28 | 0.28 | 0.14 | 0.14 | 0 | 0 | 1.52 | 1.52 | 0 | 0
1410 | 0.24 | 0.24 | 0.12 | 0.12 | 0 | 0 | 2 | 2 | 0 | 0
1411 | 0.26 | 0.26 | 0.13 | 0.13 | 0 | 0 | 2.4 | 2.4 | 0 | 0
1412 | 0.17 | 0.17 | 0.08 | 0.08 | 0 | 0 | 2.63 | 2.63 | 0 | 0
1413 | 0.49 | 0.49 | 0.24 | 0.24 | 0 | 0 | 2.78 | 2.78 | 0 | 0
1414 | 0.37 | 0.37 | 0.18 | 0.18 | 0 | 0 | 2.88 | 2.88 | 0 | 0
1415 | 0.17 | 0.17 | 0.08 | 0.08 | 0 | 0 | 2.94 | 2.94 | 0 | 0
1416 | 0.18 | 0.18 | 0.09 | 0.09 | 0 | 0 | 2.99 | 2.99 | 0 | 0
1417 | 0.15 | 0.15 | 0.07 | 0.07 | 0 | 0 | 3.03 | 3.03 | 0 | 0
1418 | 0.14 | 0.14 | 0.07 | 0.07 | 0 | 0 | 1.22 | 1.22 | 0 | 0
1419 | 0.33 | 0.33 | 0.16 | 0.16 | 0 | 0 | 2.34 | 2.34 | 0 | 0
1420 | 0.38 | 0.38 | 0.19 | 0.19 | 0 | 0 | 2.79 | 2.79 | 0 | 0
1421 | 0.09 | 0.09 | 0.04 | 0.04 | 0 | 0 | 2.97 | 2.97 | 0 | 0
1422 | 0.07 | 0.07 | 0.04 | 0.04 | 0 | 0 | 1.19 | 1.19 | 0 | 0
1423 | 0.15 | 0.15 | 0.07 | 0.07 | 0 | 0 | 2.32 | 2.32 | 0 | 0
1424 | 0.31 | 0.31 | 0.15 | 0.15 | 0 | 0 | 2.69 | 2.69 | 0 | 0
1425 | 0.32 | 0.32 | 0.15 | 0.15 | 0 | 0 | 2.68 | 2.68 | 0 | 0
1426 | 0.2 | 0.2 | 0.1 | 0.1 | 0 | 0 | 1.07 | 1.07 | 0 | 0
1427 | 0.21 | 0.21 | 0.1 | 0.1 | 0 | 0 | 0.43 | 0.43 | 0 | 0
1428 | 0.21 | 0.21 | 0.1 | 0.1 | 0 | 0 | 1.18 | 1.18 | 0 | 0
1429 | 0.18 | 0.18 | 0.09 | 0.09 | 0 | 0 | 0.47 | 0.47 | 0 | 0
1430 | 0.23 | 0.23 | 0.11 | 0.11 | 0 | 0 | 0.19 | 0.19 | 0 | 0
1431 | 0.26 | 0.26 | 0.13 | 0.13 | 0 | 0 | 0.56 | 0.56 | 0 | 0
1432 | 0.33 | 0.33 | 0.16 | 0.16 | 0 | 0 | 1.15 | 1.15 | 0 | 0
1433 | 0.48 | 0.48 | 0.23 | 0.23 | 0 | 0 | 1.82 | 1.82 | 0 | 0
1434 | 0.33 | 0.33 | 0.16 | 0.16 | 0 | 0 | 2.33 | 2.33 | 0 | 0
1435 | 0.25 | 0.25 | 0.12 | 0.12 | 0 | 0 | 2.75 | 2.75 | 0 | 0
1436 | 0.16 | 0.16 | 0.08 | 0.08 | 0 | 0 | 3.01 | 3.01 | 0 | 0
1437 | 0.24 | 0.24 | 0.12 | 0.12 | 0 | 0 | 3.11 | 3.11 | 0 | 0
1438 | 0.52 | 0.52 | 0.25 | 0.25 | 0 | 0 | 3.17 | 3.17 | 0 | 0
1439 | 0.18 | 0.18 | 0.09 | 0.09 | 0 | 0 | 3.2 | 3.2 | 0 | 0
1440 | 0.16 | 0.16 | 0.08 | 0.08 | 0 | 0 | 3.25 | 3.25 | 0 | 0
1441 | 0.15 | 0.15 | 0.07 | 0.07 | 0 | 0 | 1.3 | 1.3 | 0 | 0
1442 | 0.16 | 0.16 | 0.08 | 0.08 | 0 | 0 | 0.52 | 0.52 | 0 | 0
1443 | 0.15 | 0.15 | 0.07 | 0.07 | 0 | 0 | 0.21 | 0.21 | 0 | 0
1444 | 0.15 | 0.15 | 0.07 | 0.07 | 0 | 0 | 2.1 | 2.1 | 0 | 0
1445 | 0.14 | 0.14 | 0.07 | 0.07 | 0 | 0 | 2.83 | 2.83 | 0 | 0
1446 | 0.1 | 0.1 | 0.05 | 0.05 | 0 | 0 | 1.13 | 1.13 | 0 | 0
1447 | 0.15 | 0.15 | 0.07 | 0.07 | 0 | 0 | 2.45 | 2.45 | 0 | 0
1448 | 0.18 | 0.18 | 0.09 | 0.09 | 0 | 0 | 2.89 | 2.89 | 0 | 0
1449 | 0.32 | 0.32 | 0.15 | 0.15 | 0 | 0 | 2.93 | 2.93 | 0 | 0
1450 | 0.14 | 0.14 | 0.07 | 0.07 | 0 | 0 | 1.17 | 1.17 | 0 | 0
1451 | 0.38 | 0.38 | 0.18 | 0.18 | 0 | 0 | 1.96 | 1.96 | 0 | 0
1452 | 0.23 | 0.23 | 0.11 | 0.11 | 0 | 0 | 1.97 | 1.97 | 0 | 0
1453 | 0.68 | 0.68 | 0.33 | 0.33 | 0 | 0 | 1.45 | 1.45 | 0 | 0
1454 | 0.34 | 0.34 | 0.16 | 0.16 | 0 | 0 | 0.96 | 0.96 | 0 | 0
1455 | 0.65 | 0.65 | 0.31 | 0.31 | 0 | 0 | 0.39 | 0.39 | 0 | 0
1456 | 0.69 | 0.69 | 0.33 | 0.33 | 0 | 0 | 2.05 | 2.05 | 0 | 0
1457 | 0.34 | 0.34 | 0.17 | 0.17 | 0 | 0 | 2.32 | 2.32 | 11.6 | 11.6
1458 | 0.4 | 0.4 | 0.19 | 0.19 | 0 | 0 | 2.66 | 2.66 | 0 | 0
1459 | 0.26 | 0.26 | 0.13 | 0.13 | 0 | 0 | 2.92 | 2.92 | 0 | 0
1460 | 0.26 | 0.26 | 0.13 | 0.13 | 0 | 0 | 3.03 | 3.03 | 0 | 0
1461 | 0.25 | 0.25 | 0.12 | 0.12 | 0 | 0 | 3.1 | 3.1 | 0 | 0
1462 | 0.13 | 0.13 | 0.06 | 0.06 | 0 | 0 | 3.15 | 3.15 | 0 | 0
1463 | 0.15 | 0.15 | 0.07 | 0.07 | 2.2684 | 2.2684 | 3.23 | 3.23 | 0 | 0
1464 | 0.12 | 0.12 | 0.06 | 0.06 | 0 | 0 | 1.29 | 1.29 | 0 | 0
1465 | 0.11 | 0.11 | 0.05 | 0.05 | 0 | 0 | 2.47 | 2.47 | 0 | 0
1466 | 0.1 | 0.1 | 0.05 | 0.05 | 0 | 0 | 0.99 | 0.99 | 0 | 0
1467 | 0.1 | 0.1 | 0.05 | 0.05 | 0 | 0 | 0.4 | 0.4 | 0 | 0
1468 | 0.11 | 0.11 | 0.05 | 0.05 | 0 | 0 | 2.01 | 2.01 | 0 | 0
1469 | 0.1 | 0.1 | 0.05 | 0.05 | 0 | 0 | 2.63 | 2.63 | 0 | 0
1470 | 0.1 | 0.1 | 0.05 | 0.05 | 0 | 0 | 1.05 | 1.05 | 0 | 0
1471 | 0.1 | 0.1 | 0.05 | 0.05 | 0 | 0 | 2.23 | 2.23 | 0 | 0
1472 | 0.2 | 0.2 | 0.1 | 0.1 | 0 | 0 | 2.64 | 2.64 | 0 | 0
1473 | 0.55 | 0.55 | 0.26 | 0.26 | 0 | 0 | 2.62 | 2.62 | 0 | 0
1474 | 0.58 | 0.58 | 0.28 | 0.28 | 0 | 0 | 1.05 | 1.05 | 0 | 0
1475 | 0.44 | 0.44 | 0.22 | 0.22 | 0 | 0 | 1.48 | 1.48 | 0 | 0
1476 | 0.25 | 0.25 | 0.12 | 0.12 | 0 | 0 | 0.6 | 0.6 | 0 | 0
1477 | 0.25 | 0.25 | 0.12 | 0.12 | 0 | 0 | 0.95 | 0.95 | 0 | 0
1478 | 0.35 | 0.35 | 0.17 | 0.17 | 0 | 0 | 0.93 | 0.93 | 0 | 0
1479 | 0.31 | 0.31 | 0.15 | 0.15 | 0 | 0 | 0.37 | 0.37 | 0 | 0
1480 | 0.34 | 0.34 | 0.16 | 0.16 | 0 | 0 | 0.86 | 0.86 | 0 | 0
1481 | 0.42 | 0.42 | 0.2 | 0.2 | 0 | 0 | 1.39 | 1.39 | 0 | 0
1482 | 0.34 | 0.34 | 0.17 | 0.17 | 0 | 0 | 1.89 | 1.89 | 0 | 0
1483 | 0.37 | 0.37 | 0.18 | 0.18 | 0 | 0 | 2.25 | 2.25 | 0 | 0
1484 | 0.25 | 0.25 | 0.12 | 0.12 | 0 | 0 | 2.51 | 2.51 | 0 | 0
1485 | 0.23 | 0.23 | 0.11 | 0.11 | 0 | 0 | 1.01 | 1.01 | 0 | 0
1486 | 0.19 | 0.19 | 0.09 | 0.09 | 0 | 0 | 2.21 | 2.21 | 0 | 0
1487 | 0.15 | 0.15 | 0.07 | 0.07 | 0 | 0 | 2.67 | 2.67 | 0 | 0
1488 | 0.1 | 0.1 | 0.05 | 0.05 | 0 | 0 | 2.86 | 2.86 | 0 | 0
1489 | 0.09 | 0.09 | 0.04 | 0.04 | 0 | 0 | 2.92 | 2.92 | 0 | 0
1490 | 0.09 | 0.09 | 0.04 | 0.04 | 0 | 0 | 2.98 | 2.98 | 0 | 0
1491 | 0.09 | 0.09 | 0.04 | 0.04 | 6.3768 | 6.3768 | 1.19 | 1.19 | 0 | 0
1492 | 0.09 | 0.09 | 0.04 | 0.04 | 0 | 0 | 2.31 | 2.31 | 0 | 0
1493 | 0.08 | 0.08 | 0.04 | 0.04 | 0 | 0 | 2.74 | 2.74 | 0 | 0
1494 | 0.15 | 0.15 | 0.07 | 0.07 | 0 | 0 | 1.1 | 1.1 | 10.2 | 10.2
1495 | 0.13 | 0.13 | 0.06 | 0.06 | 0 | 0 | 2.27 | 2.27 | 0 | 0
1496 | 0.2 | 0.2 | 0.1 | 0.1 | 0 | 0 | 2.61 | 2.61 | 0 | 0
1497 | 0.1 | 0.1 | 0.05 | 0.05 | 0 | 0 | 2.46 | 2.46 | 0 | 0
1498 | 0.25 | 0.25 | 0.12 | 0.12 | 0 | 0 | 1.96 | 1.96 | 0 | 0
1499 | 0.15 | 0.15 | 0.07 | 0.07 | 0 | 0 | 0.79 | 0.79 | 0 | 0
1500 | 0.09 | 0.09 | 0.04 | 0.04 | 0 | 0 | 0.32 | 0.32 | 0 | 0
1501 | 0.14 | 0.14 | 0.07 | 0.07 | 0 | 0 | 0.37 | 0.37 | 0 | 0
1502 | 0.09 | 0.09 | 0.04 | 0.04 | 0 | 0 | 0.15 | 0.15 | 0 | 0
1503 | 0.12 | 0.12 | 0.06 | 0.06 | 0 | 0 | 0.87 | 0.87 | 0 | 0
1504 | 0.32 | 0.32 | 0.15 | 0.15 | 0 | 0 | 1.49 | 1.49 | 0 | 0
1505 | 0.47 | 0.47 | 0.23 | 0.23 | 0 | 0 | 2.04 | 2.04 | 0 | 0
1506 | 0.31 | 0.31 | 0.15 | 0.15 | 0 | 0 | 2.42 | 2.42 | 0 | 0
1507 | 0.42 | 0.42 | 0.2 | 0.2 | 0 | 0 | 2.65 | 2.65 | 0 | 0
1508 | 0.39 | 0.39 | 0.19 | 0.19 | 5.8345 | 5.8345 | 1.06 | 1.06 | 0 | 0
1509 | 0.36 | 0.36 | 0.17 | 0.17 | 0 | 0 | 2.21 | 2.21 | 0 | 0
1510 | 0.22 | 0.22 | 0.11 | 0.11 | 0 | 0 | 2.71 | 2.71 | 0 | 0
1511 | 0.17 | 0.17 | 0.08 | 0.08 | 0 | 0 | 2.91 | 2.91 | 0 | 0
1512 | 0.1 | 0.1 | 0.05 | 0.05 | 0 | 0 | 3 | 3 | 0 | 0
1513 | 0.11 | 0.11 | 0.05 | 0.05 | 0 | 0 | 1.2 | 1.2 | 0 | 0
1514 | 0.09 | 0.09 | 0.04 | 0.04 | 0 | 0 | 0.48 | 0.48 | 0 | 0
1515 | 0.08 | 0.08 | 0.04 | 0.04 | 0 | 0 | 0.2 | 0.2 | 0 | 0
1516 | 0.1 | 0.1 | 0.05 | 0.05 | 0 | 0 | 0.08 | 0.08 | 0 | 0
1517 | 0.08 | 0.08 | 0.04 | 0.04 | 0 | 0 | 0.04 | 0.04 | 0 | 0
1518 | 0.16 | 0.16 | 0.08 | 0.08 | 0 | 0 | 0.02 | 0.02 | 0 | 0
1519 | 0.12 | 0.12 | 0.06 | 0.06 | 0 | 0 | 1.79 | 1.79 | 0 | 0
1520 | 0.25 | 0.25 | 0.12 | 0.12 | 0 | 0 | 2.45 | 2.45 | 0 | 0
1521 | 0.19 | 0.19 | 0.09 | 0.09 | 0 | 0 | 0.98 | 0.98 | 0 | 0
1522 | 0.21 | 0.21 | 0.1 | 0.1 | 0 | 0 | 0.4 | 0.4 | 0 | 0
1523 | 0.17 | 0.17 | 0.08 | 0.08 | 0 | 0 | 0.16 | 0.16 | 0 | 0
1524 | 0.17 | 0.17 | 0.08 | 0.08 | 0 | 0 | 0.07 | 0.07 | 0 | 0
1525 | 0.13 | 0.13 | 0.06 | 0.06 | 0 | 0 | 0.62 | 0.62 | 0 | 0
1526 | 0.15 | 0.15 | 0.07 | 0.07 | 0 | 0 | 0.72 | 0.72 | 0 | 0
1527 | 0.16 | 0.16 | 0.08 | 0.08 | 0 | 0 | 0.29 | 0.29 | 0 | 0
1528 | 0.25 | 0.25 | 0.12 | 0.12 | 0 | 0 | 0.72 | 0.72 | 0 | 0
1529 | 0.25 | 0.25 | 0.12 | 0.12 | 0 | 0 | 1.25 | 1.25 | 0 | 0
1530 | 0.29 | 0.29 | 0.14 | 0.14 | 0 | 0 | 1.74 | 1.74 | 0 | 0
1531 | 0.41 | 0.41 | 0.2 | 0.2 | 0 | 0 | 2.04 | 2.04 | 11.84 | 11.84
1532 | 0.45 | 0.45 | 0.22 | 0.22 | 0 | 0 | 2.2 | 2.2 | 0 | 0
1533 | 0.34 | 0.34 | 0.16 | 0.16 | 0 | 0 | 2.32 | 2.32 | 0 | 0
1534 | 1.36 | 1.36 | 0.66 | 0.66 | 0 | 0 | 2.39 | 2.39 | 0 | 0
1535 | 0.61 | 0.61 | 0.3 | 0.3 | 5.826 | 5.826 | 2.47 | 2.47 | 0 | 0
1536 | 0.12 | 0.12 | 0.06 | 0.06 | 0 | 0 | 2.54 | 2.54 | 0 | 0
1537 | 0.1 | 0.1 | 0.05 | 0.05 | 0 | 0 | 2.62 | 2.62 | 0 | 0
1538 | 0.09 | 0.09 | 0.05 | 0.05 | 0 | 0 | 1.05 | 1.05 | 0 | 0
1539 | 0.09 | 0.09 | 0.04 | 0.04 | 0 | 0 | 0.42 | 0.42 | 0 | 0
1540 | 0.13 | 0.13 | 0.06 | 0.06 | 0 | 0 | 1.78 | 1.78 | 0 | 0
1541 | 0.09 | 0.09 | 0.04 | 0.04 | 0 | 0 | 2.28 | 2.28 | 0 | 0
1542 | 0.14 | 0.14 | 0.07 | 0.07 | 0 | 0 | 2.5 | 2.5 | 0 | 0
1543 | 0.11 | 0.11 | 0.05 | 0.05 | 0 | 0 | 2.58 | 2.58 | 0 | 0
1544 | 0.35 | 0.35 | 0.17 | 0.17 | 0 | 0 | 2.58 | 2.58 | 0 | 0
1545 | 0.64 | 0.64 | 0.31 | 0.31 | 0 | 0 | 2.23 | 2.23 | 0 | 0
1546 | 0.4 | 0.4 | 0.19 | 0.19 | 0 | 0 | 1.35 | 1.35 | 0 | 0
1547 | 0.28 | 0.28 | 0.14 | 0.14 | 0 | 0 | 0.54 | 0.54 | 0 | 0
1548 | 0.3 | 0.3 | 0.14 | 0.14 | 0 | 0 | 0.22 | 0.22 | 0 | 0
1549 | 0.26 | 0.26 | 0.13 | 0.13 | 0 | 0 | 0.09 | 0.09 | 0 | 0
1550 | 0.24 | 0.24 | 0.11 | 0.11 | 0 | 0 | 0.04 | 0.04 | 0 | 0
1551 | 0.24 | 0.24 | 0.11 | 0.11 | 0 | 0 | 0.02 | 0.02 | 0 | 0
1552 | 0.22 | 0.22 | 0.11 | 0.11 | 0 | 0 | 0.44 | 0.44 | 0 | 0
1553 | 0.31 | 0.31 | 0.15 | 0.15 | 0 | 0 | 1.21 | 1.21 | 0 | 0
1554 | 0.51 | 0.51 | 0.25 | 0.25 | 0 | 0 | 1.82 | 1.82 | 0 | 0
1555 | 0.27 | 0.27 | 0.13 | 0.13 | 2.4836 | 2.4836 | 2.2 | 2.2 | 0 | 0
1556 | 0.25 | 0.25 | 0.12 | 0.12 | 0 | 0 | 2.48 | 2.48 | 0 | 0
1557 | 0.19 | 0.19 | 0.09 | 0.09 | 0 | 0 | 2.75 | 2.75 | 0 | 0
1558 | 0.7 | 0.7 | 0.34 | 0.34 | 0 | 0 | 2.9 | 2.9 | 0 | 0
1559 | 0.76 | 0.76 | 0.37 | 0.37 | 0 | 0 | 1.16 | 1.16 | 0 | 0
1560 | 0.3 | 0.3 | 0.15 | 0.15 | 0 | 0 | 0.47 | 0.47 | 0 | 0
1561 | 0.16 | 0.16 | 0.08 | 0.08 | 0 | 0 | 0.19 | 0.19 | 0 | 0
1562 | 0.17 | 0.17 | 0.08 | 0.08 | 0 | 0 | 0.08 | 0.08 | 0 | 0
1563 | 0.16 | 0.16 | 0.08 | 0.08 | 0 | 0 | 1.78 | 1.78 | 0 | 0
1564 | 0.15 | 0.15 | 0.07 | 0.07 | 0 | 0 | 0.71 | 0.71 | 0 | 0
1565 | 0.15 | 0.15 | 0.07 | 0.07 | 0 | 0 | 0.29 | 0.29 | 0 | 0
1566 | 0.17 | 0.17 | 0.08 | 0.08 | 0 | 0 | 0.12 | 0.12 | 0 | 0
1567 | 0.13 | 0.13 | 0.06 | 0.06 | 0 | 0 | 1.71 | 1.71 | 0 | 0
1568 | 0.18 | 0.18 | 0.08 | 0.08 | 0 | 0 | 2.17 | 2.17 | 0 | 0
1569 | 0.23 | 0.23 | 0.11 | 0.11 | 0 | 0 | 2.01 | 2.01 | 0 | 0
1570 | 0.09 | 0.09 | 0.04 | 0.04 | 0 | 0 | 1.67 | 1.67 | 0 | 0
1571 | 0.11 | 0.11 | 0.05 | 0.05 | 0 | 0 | 1.37 | 1.37 | 0 | 0
1572 | 0.14 | 0.14 | 0.07 | 0.07 | 0 | 0 | 0.55 | 0.55 | 0 | 0
1573 | 0.11 | 0.11 | 0.05 | 0.05 | 0 | 0 | 1.79 | 1.79 | 9.87 | 9.87
1574 | 0.42 | 0.42 | 0.2 | 0.2 | 0 | 0 | 1.02 | 1.02 | 0 | 0
1575 | 0.32 | 0.32 | 0.15 | 0.15 | 0 | 0 | 0.75 | 0.75 | 0 | 0
1576 | 0.42 | 0.42 | 0.2 | 0.2 | 0 | 0 | 0.87 | 0.87 | 0 | 0
1577 | 0.42 | 0.42 | 0.2 | 0.2 | 0 | 0 | 0.35 | 0.35 | 0 | 0
1578 | 0.38 | 0.38 | 0.18 | 0.18 | 0 | 0 | 1.59 | 1.59 | 0 | 0
1579 | 0.31 | 0.31 | 0.15 | 0.15 | 0 | 0 | 2.11 | 2.11 | 0 | 0
1580 | 0.3 | 0.3 | 0.15 | 0.15 | 0 | 0 | 2.44 | 2.44 | 0 | 0
1581 | 0.53 | 0.53 | 0.25 | 0.25 | 0 | 0 | 0.98 | 0.98 | 0 | 0
1582 | 0.54 | 0.54 | 0.26 | 0.26 | 0 | 0 | 2.08 | 2.08 | 0 | 0
1583 | 0.23 | 0.23 | 0.11 | 0.11 | 0 | 0 | 2.54 | 2.54 | 0 | 0
1584 | 0.14 | 0.14 | 0.07 | 0.07 | 0 | 0 | 2.73 | 2.73 | 0 | 0
1585 | 0.13 | 0.13 | 0.06 | 0.06 | 0 | 0 | 1.1 | 1.1 | 0 | 0
1586 | 0.17 | 0.17 | 0.08 | 0.08 | 0 | 0 | 2.28 | 2.28 | 0 | 0
1587 | 0.14 | 0.14 | 0.07 | 0.07 | 0 | 0 | 2.72 | 2.72 | 0 | 0
1588 | 0.14 | 0.14 | 0.07 | 0.07 | 0 | 0 | 2.88 | 2.88 | 0 | 0
1589 | 0.13 | 0.13 | 0.06 | 0.06 | 0 | 0 | 2.64 | 2.64 | 0 | 0
1590 | 0.18 | 0.18 | 0.09 | 0.09 | 0 | 0 | 2.86 | 2.86 | 0 | 0
1591 | 0.17 | 0.17 | 0.08 | 0.08 | 0 | 0 | 2.97 | 2.97 | 0 | 0
1592 | 0.23 | 0.23 | 0.11 | 0.11 | 0 | 0 | 1.19 | 1.19 | 0 | 0
1593 | 0.3 | 0.3 | 0.15 | 0.15 | 0 | 0 | 2.29 | 2.29 | 0 | 0
1594 | 0.3 | 0.3 | 0.15 | 0.15 | 0 | 0 | 2.17 | 2.17 | 0 | 0
1595 | 0.27 | 0.27 | 0.13 | 0.13 | 0 | 0 | 1.84 | 1.84 | 0 | 0
1596 | 0.32 | 0.32 | 0.15 | 0.15 | 0 | 0 | 0.74 | 0.74 | 0 | 0
1597 | 0.37 | 0.37 | 0.18 | 0.18 | 0 | 0 | 0.3 | 0.3 | 0 | 0
1598 | 0.24 | 0.24 | 0.12 | 0.12 | 0 | 0 | 0.12 | 0.12 | 0 | 0
1599 | 0.32 | 0.32 | 0.15 | 0.15 | 0 | 0 | 0.05 | 0.05 | 0 | 0
1600 | 0.35 | 0.35 | 0.17 | 0.17 | 0 | 0 | 0.77 | 0.77 | 0 | 0
1601 | 0.58 | 0.58 | 0.28 | 0.28 | 0 | 0 | 0.31 | 0.31 | 0 | 0
1602 | 0.38 | 0.38 | 0.19 | 0.19 | 0 | 0 | 1.65 | 1.65 | 0 | 0
1603 | 0.3 | 0.3 | 0.14 | 0.14 | 0 | 0 | 2.2 | 2.2 | 10.89 | 10.89
1604 | 0.31 | 0.31 | 0.15 | 0.15 | 5.5451 | 5.5451 | 2.47 | 2.47 | 0 | 0
1605 | 0.78 | 0.78 | 0.38 | 0.38 | 0 | 0 | 2.62 | 2.62 | 0 | 0
1606 | 0.69 | 0.69 | 0.33 | 0.33 | 0 | 0 | 1.05 | 1.05 | 0 | 0
1607 | 0.25 | 0.25 | 0.12 | 0.12 | 0 | 0 | 2.14 | 2.14 | 0 | 0
1608 | 0.23 | 0.23 | 0.11 | 0.11 | 4.7402 | 4.7402 | 2.6 | 2.6 | 0 | 0
1609 | 0.13 | 0.13 | 0.06 | 0.06 | 0 | 0 | 2.78 | 2.78 | 0 | 0
1610 | 0.13 | 0.13 | 0.06 | 0.06 | 0 | 0 | 2.89 | 2.89 | 0 | 0
1611 | 0.14 | 0.14 | 0.07 | 0.07 | 0 | 0 | 1.16 | 1.16 | 0 | 0
1612 | 0.13 | 0.13 | 0.06 | 0.06 | 0 | 0 | 2.29 | 2.29 | 0 | 0
1613 | 0.14 | 0.14 | 0.07 | 0.07 | 0 | 0 | 2.64 | 2.64 | 0 | 0
1614 | 0.11 | 0.11 | 0.05 | 0.05 | 0 | 0 | 2.87 | 2.87 | 0 | 0
1615 | 0.18 | 0.18 | 0.09 | 0.09 | 0 | 0 | 2.96 | 2.96 | 0 | 0
1616 | 0.25 | 0.25 | 0.12 | 0.12 | 0 | 0 | 2.87 | 2.87 | 0 | 0
1617 | 0.38 | 0.38 | 0.19 | 0.19 | 0 | 0 | 2.47 | 2.47 | 0 | 0
1618 | 0.6 | 0.6 | 0.29 | 0.29 | 0 | 0 | 0.99 | 0.99 | 0 | 0
1619 | 0.26 | 0.26 | 0.13 | 0.13 | 0 | 0 | 1.27 | 1.27 | 0 | 0
1620 | 0.23 | 0.23 | 0.11 | 0.11 | 0 | 0 | 1.13 | 1.13 | 0 | 0
1621 | 0.91 | 0.91 | 0.44 | 0.44 | 0 | 0 | 0.46 | 0.46 | 0 | 0
1622 | 0.58 | 0.58 | 0.28 | 0.28 | 0 | 0 | 0.19 | 0.19 | 0 | 0
1623 | 0.41 | 0.41 | 0.2 | 0.2 | 0 | 0 | 1.66 | 1.66 | 0 | 0
1624 | 0.42 | 0.42 | 0.2 | 0.2 | 0 | 0 | 1.29 | 1.29 | 0 | 0
1625 | 0.52 | 0.52 | 0.25 | 0.25 | 0 | 0 | 0.52 | 0.52 | 0 | 0
1626 | 0.6 | 0.6 | 0.29 | 0.29 | 0 | 0 | 1.72 | 1.72 | 0 | 0
1627 | 0.96 | 0.96 | 0.47 | 0.47 | 0 | 0 | 2.3 | 2.3 | 0 | 0
1628 | 0.45 | 0.45 | 0.22 | 0.22 | 0 | 0 | 2.57 | 2.57 | 0 | 0
1629 | 0.29 | 0.29 | 0.14 | 0.14 | 0 | 0 | 2.72 | 2.72 | 0 | 0
1630 | 0.22 | 0.22 | 0.11 | 0.11 | 0 | 0 | 2.82 | 2.82 | 0 | 0
1631 | 0.22 | 0.22 | 0.1 | 0.1 | 0 | 0 | 2.9 | 2.9 | 0 | 0
1632 | 0.22 | 0.22 | 0.11 | 0.11 | 0 | 0 | 2.99 | 2.99 | 0 | 0
1633 | 0.21 | 0.21 | 0.1 | 0.1 | 0 | 0 | 1.2 | 1.2 | 0 | 0
1634 | 0.21 | 0.21 | 0.1 | 0.1 | 0 | 0 | 0.48 | 0.48 | 10.33 | 10.33
1635 | 0.27 | 0.27 | 0.13 | 0.13 | 0 | 0 | 0.2 | 0.2 | 0 | 0
1636 | 0.2 | 0.2 | 0.1 | 0.1 | 0 | 0 | 0.08 | 0.08 | 0 | 0
1637 | 0.19 | 0.19 | 0.09 | 0.09 | 0 | 0 | 1.98 | 1.98 | 0 | 0
1638 | 0.15 | 0.15 | 0.07 | 0.07 | 0 | 0 | 2.73 | 2.73 | 0 | 0
1639 | 0.15 | 0.15 | 0.07 | 0.07 | 0 | 0 | 3 | 3 | 0 | 0
1640 | 0.43 | 0.43 | 0.21 | 0.21 | 0 | 0 | 3.06 | 3.06 | 0 | 0
1641 | 0.4 | 0.4 | 0.19 | 0.19 | 0 | 0 | 1.23 | 1.23 | 0 | 0
1642 | 0.99 | 0.99 | 0.48 | 0.48 | 0 | 0 | 0.49 | 0.49 | 0 | 0
1643 | 0.76 | 0.76 | 0.37 | 0.37 | 0 | 0 | 1.97 | 1.97 | 0 | 0
1644 | 0.44 | 0.44 | 0.21 | 0.21 | 0 | 0 | 0.79 | 0.79 | 0 | 0
1645 | 0.48 | 0.48 | 0.23 | 0.23 | 0 | 0 | 2.01 | 2.01 | 0 | 0
1646 | 0.25 | 0.25 | 0.12 | 0.12 | 0 | 0 | 0.81 | 0.81 | 0 | 0
1647 | 0.36 | 0.36 | 0.17 | 0.17 | 0 | 0 | 0.33 | 0.33 | 0 | 0
1648 | 0.43 | 0.43 | 0.21 | 0.21 | 0 | 0 | 0.74 | 0.74 | 0 | 0
1649 | 0.48 | 0.48 | 0.23 | 0.23 | 0 | 0 | 1.3 | 1.3 | 0 | 0
1650 | 0.41 | 0.41 | 0.2 | 0.2 | 0 | 0 | 1.91 | 1.91 | 0 | 0
1651 | 0.36 | 0.36 | 0.18 | 0.18 | 0 | 0 | 2.19 | 2.19 | 0 | 0
1652 | 0.3 | 0.3 | 0.15 | 0.15 | 0 | 0 | 2.37 | 2.37 | 0 | 0
1653 | 0.28 | 0.28 | 0.14 | 0.14 | 0.6317 | 0.6317 | 2.6 | 2.6 | 0 | 0
1654 | 0.26 | 0.26 | 0.13 | 0.13 | 0 | 0 | 2.77 | 2.77 | 0 | 0
1655 | 0.25 | 0.25 | 0.12 | 0.12 | 0 | 0 | 2.88 | 2.88 | 0 | 0
1656 | 0.15 | 0.15 | 0.07 | 0.07 | 0 | 0 | 2.95 | 2.95 | 0 | 0
1657 | 0.14 | 0.14 | 0.07 | 0.07 | 0 | 0 | 3.03 | 3.03 | 0 | 0
1658 | 0.13 | 0.13 | 0.06 | 0.06 | 0 | 0 | 3.1 | 3.1 | 0 | 0
1659 | 0.14 | 0.14 | 0.07 | 0.07 | 0 | 0 | 3.16 | 3.16 | 0 | 0
1660 | 0.14 | 0.14 | 0.07 | 0.07 | 0 | 0 | 3.23 | 3.23 | 0 | 0
1661 | 0.14 | 0.14 | 0.07 | 0.07 | 0 | 0 | 3.24 | 3.24 | 0 | 0
1662 | 0.12 | 0.12 | 0.06 | 0.06 | 0 | 0 | 3.14 | 3.14 | 0 | 0
1663 | 0.22 | 0.22 | 0.11 | 0.11 | 0 | 0 | 3.08 | 3.08 | 0 | 0
1664 | 0.25 | 0.25 | 0.12 | 0.12 | 0 | 0 | 2.8 | 2.8 | 0 | 0
1665 | 0.24 | 0.24 | 0.12 | 0.12 | 0 | 0 | 2.16 | 2.16 | 0 | 0
1666 | 0.31 | 0.31 | 0.15 | 0.15 | 0 | 0 | 1.39 | 1.39 | 0 | 0
1667 | 0.31 | 0.31 | 0.15 | 0.15 | 0 | 0 | 0.65 | 0.65 | 0 | 0
1668 | 0.25 | 0.25 | 0.12 | 0.12 | 0 | 0 | 0.26 | 0.26 | 0 | 0
1669 | 0.26 | 0.26 | 0.13 | 0.13 | 0 | 0 | 0.11 | 0.11 | 0 | 0
1670 | 0.26 | 0.26 | 0.13 | 0.13 | 0 | 0 | 0.05 | 0.05 | 0 | 0
1671 | 0.24 | 0.24 | 0.12 | 0.12 | 0 | 0 | 1.63 | 1.63 | 0 | 0
1672 | 0.28 | 0.28 | 0.13 | 0.13 | 0 | 0 | 0.97 | 0.97 | 0 | 0
1673 | 0.32 | 0.32 | 0.15 | 0.15 | 0 | 0 | 1.19 | 1.19 | 0 | 0
1674 | 0.39 | 0.39 | 0.19 | 0.19 | 0 | 0 | 1.88 | 1.88 | 0 | 0
1675 | 0.73 | 0.73 | 0.35 | 0.35 | 0 | 0 | 2.25 | 2.25 | 0 | 0
1676 | 0.31 | 0.31 | 0.15 | 0.15 | 9.9 | 9.9 | 2.5 | 2.5 | 0 | 0
1677 | 0.29 | 0.29 | 0.14 | 0.14 | 0.0687 | 0.0687 | 2.75 | 2.75 | 0 | 0
1678 | 1 | 1 | 0.49 | 0.49 | 0 | 0 | 2.94 | 2.94 | 0 | 0
1679 | 0.38 | 0.38 | 0.18 | 0.18 | 0 | 0 | 3.04 | 3.04 | 0 | 0
1680 | 0.42 | 0.42 | 0.21 | 0.21 | 0 | 0 | 1.22 | 1.22 | 0 | 0
1681 | 0.62 | 0.62 | 0.3 | 0.3 | 0 | 0 | 0.49 | 0.49 | 0 | 0
1682 | 0.35 | 0.35 | 0.17 | 0.17 | 0 | 0 | 2.15 | 2.15 | 0 | 0
1683 | 0.2 | 0.2 | 0.1 | 0.1 | 0 | 0 | 0.86 | 0.86 | 0 | 0
1684 | 0.18 | 0.18 | 0.09 | 0.09 | 0 | 0 | 0.35 | 0.35 | 0 | 0
1685 | 0.17 | 0.17 | 0.08 | 0.08 | 0 | 0 | 0.14 | 0.14 | 0 | 0
1686 | 0.13 | 0.13 | 0.06 | 0.06 | 0 | 0 | 2.03 | 2.03 | 0 | 0
1687 | 0.21 | 0.21 | 0.1 | 0.1 | 0 | 0 | 2.76 | 2.76 | 0 | 0
1688 | 0.33 | 0.33 | 0.16 | 0.16 | 0 | 0 | 2.85 | 2.85 | 0 | 0
1689 | 0.4 | 0.4 | 0.19 | 0.19 | 0 | 0 | 2.39 | 2.39 | 0 | 0
1690 | 0.29 | 0.29 | 0.14 | 0.14 | 0 | 0 | 1.6 | 1.6 | 10.36 | 10.36
1691 | 0.24 | 0.24 | 0.12 | 0.12 | 0 | 0 | 0.75 | 0.75 | 0 | 0
1692 | 0.24 | 0.24 | 0.11 | 0.11 | 0 | 0 | 0.3 | 0.3 | 0 | 0
1693 | 0.19 | 0.19 | 0.09 | 0.09 | 0 | 0 | 0.12 | 0.12 | 0 | 0
1694 | 0.18 | 0.18 | 0.09 | 0.09 | 0 | 0 | 0.05 | 0.05 | 0 | 0
1695 | 0.17 | 0.17 | 0.08 | 0.08 | 0 | 0 | 0.02 | 0.02 | 0 | 0
1696 | 0.25 | 0.25 | 0.12 | 0.12 | 0 | 0 | 0.23 | 0.23 | 0 | 0
1697 | 0.36 | 0.36 | 0.17 | 0.17 | 0 | 0 | 0.85 | 0.85 | 0 | 0
1698 | 0.62 | 0.62 | 0.3 | 0.3 | 0 | 0 | 1.76 | 1.76 | 0 | 0
1699 | 0.61 | 0.61 | 0.29 | 0.29 | 0 | 0 | 2.24 | 2.24 | 0 | 0
1700 | 0.36 | 0.36 | 0.17 | 0.17 | 0 | 0 | 0.9 | 0.9 | 0 | 0
1701 | 0.37 | 0.37 | 0.18 | 0.18 | 0 | 0 | 1.92 | 1.92 | 0 | 0
1702 | 0.29 | 0.29 | 0.14 | 0.14 | 7.1256 | 7.1256 | 0.77 | 0.77 | 0 | 0
1703 | 0.27 | 0.27 | 0.13 | 0.13 | 0 | 0 | 1.9 | 1.9 | 0 | 0
1704 | 0.18 | 0.18 | 0.09 | 0.09 | 0 | 0 | 2.36 | 2.36 | 0 | 0
1705 | 0.15 | 0.15 | 0.07 | 0.07 | 0 | 0 | 0.95 | 0.95 | 0 | 0
1706 | 0.16 | 0.16 | 0.08 | 0.08 | 0 | 0 | 0.38 | 0.38 | 0 | 0
1707 | 0.2 | 0.2 | 0.1 | 0.1 | 0 | 0 | 0.16 | 0.16 | 0 | 0
1708 | 0.22 | 0.22 | 0.11 | 0.11 | 0 | 0 | 1.65 | 1.65 | 0 | 0
1709 | 0.21 | 0.21 | 0.1 | 0.1 | 0 | 0 | 0.66 | 0.66 | 0 | 0
1710 | 0.21 | 0.21 | 0.1 | 0.1 | 0 | 0 | 0.27 | 0.27 | 0 | 0
1711 | 0.27 | 0.27 | 0.13 | 0.13 | 0 | 0 | 1.68 | 1.68 | 0 | 0
1712 | 0.23 | 0.23 | 0.11 | 0.11 | 0 | 0 | 2.08 | 2.08 | 0 | 0
1713 | 0.48 | 0.48 | 0.23 | 0.23 | 0 | 0 | 1.95 | 1.95 | 0 | 0
1714 | 0.23 | 0.23 | 0.11 | 0.11 | 0 | 0 | 1.45 | 1.45 | 0 | 0
1715 | 0.3 | 0.3 | 0.15 | 0.15 | 0 | 0 | 0.82 | 0.82 | 0 | 0
1716 | 0.36 | 0.36 | 0.17 | 0.17 | 0 | 0 | 0.33 | 0.33 | 0 | 0
1717 | 0.22 | 0.22 | 0.11 | 0.11 | 0 | 0 | 0.14 | 0.14 | 0 | 0
1718 | 0.28 | 0.28 | 0.14 | 0.14 | 0 | 0 | 1.58 | 1.58 | 0 | 0
1719 | 0.29 | 0.29 | 0.14 | 0.14 | 0 | 0 | 0.64 | 0.64 | 0 | 0
1720 | 0.4 | 0.4 | 0.19 | 0.19 | 0 | 0 | 0.26 | 0.26 | 0 | 0
1721 | 0.53 | 0.53 | 0.26 | 0.26 | 0 | 0 | 0.11 | 0.11 | 0 | 0
1722 | 0.47 | 0.47 | 0.23 | 0.23 | 0 | 0 | 1.54 | 1.54 | 0 | 0
1723 | 0.45 | 0.45 | 0.22 | 0.22 | 0 | 0 | 0.62 | 0.62 | 16.66 | 16.66
1724 | 0.35 | 0.35 | 0.17 | 0.17 | 4.1802 | 4.1802 | 1.75 | 1.75 | 0 | 0
1725 | 0.3 | 0.3 | 0.14 | 0.14 | 0 | 0 | 2.22 | 2.22 | 0 | 0
1726 | 0.29 | 0.29 | 0.14 | 0.14 | 0 | 0 | 2.43 | 2.43 | 0 | 0
1727 | 0.28 | 0.28 | 0.14 | 0.14 | 0 | 0 | 2.54 | 2.54 | 0 | 0
1728 | 0.21 | 0.21 | 0.1 | 0.1 | 0 | 0 | 2.6 | 2.6 | 0 | 0
1729 | 0.19 | 0.19 | 0.09 | 0.09 | 0 | 0 | 2.64 | 2.64 | 0 | 0
1730 | 0.21 | 0.21 | 0.1 | 0.1 | 0 | 0 | 1.06 | 1.06 | 0 | 0
1731 | 0.2 | 0.2 | 0.1 | 0.1 | 0 | 0 | 0.43 | 0.43 | 0 | 0
1732 | 0.17 | 0.17 | 0.08 | 0.08 | 0 | 0 | 0.17 | 0.17 | 0 | 0
1733 | 0.13 | 0.13 | 0.06 | 0.06 | 0 | 0 | 0.07 | 0.07 | 0 | 0
1734 | 0.13 | 0.13 | 0.06 | 0.06 | 0 | 0 | 0.03 | 0.03 | 0 | 0
1735 | 0.23 | 0.23 | 0.11 | 0.11 | 0 | 0 | 1.6 | 1.6 | 0 | 0
1736 | 0.12 | 0.12 | 0.06 | 0.06 | 0 | 0 | 2.07 | 2.07 | 0 | 0
1737 | 0.23 | 0.23 | 0.11 | 0.11 | 0 | 0 | 1.91 | 1.91 | 0 | 0
1738 | 0.35 | 0.35 | 0.17 | 0.17 | 0 | 0 | 1.45 | 1.45 | 0 | 0
1739 | 0.42 | 0.42 | 0.2 | 0.2 | 0 | 0 | 0.93 | 0.93 | 0 | 0
1740 | 0.35 | 0.35 | 0.17 | 0.17 | 0 | 0 | 0.58 | 0.58 | 0 | 0
1741 | 0.23 | 0.23 | 0.11 | 0.11 | 0 | 0 | 0.23 | 0.23 | 0 | 0
1742 | 0.25 | 0.25 | 0.12 | 0.12 | 0 | 0 | 0.13 | 0.13 | 0 | 0
1743 | 0.25 | 0.25 | 0.12 | 0.12 | 0 | 0 | 0.05 | 0.05 | 0 | 0
1744 | 0.33 | 0.33 | 0.16 | 0.16 | 0 | 0 | 1.46 | 1.46 | 0 | 0
1745 | 0.43 | 0.43 | 0.21 | 0.21 | 0 | 0 | 1.53 | 1.53 | 0 | 0
1746 | 0.32 | 0.32 | 0.15 | 0.15 | 0 | 0 | 1.98 | 1.98 | 0 | 0
1747 | 0.77 | 0.77 | 0.37 | 0.37 | 0 | 0 | 2.24 | 2.24 | 0 | 0
1748 | 0.58 | 0.58 | 0.28 | 0.28 | 0 | 0 | 2.36 | 2.36 | 0 | 0
1749 | 0.55 | 0.55 | 0.27 | 0.27 | 0 | 0 | 2.44 | 2.44 | 0 | 0
1750 | 0.38 | 0.38 | 0.19 | 0.19 | 0 | 0 | 2.5 | 2.5 | 0 | 0
1751 | 0.58 | 0.58 | 0.28 | 0.28 | 0 | 0 | 2.55 | 2.55 | 0 | 0
1752 | 0.3 | 0.3 | 0.15 | 0.15 | 0 | 0 | 1.02 | 1.02 | 0 | 0
1753 | 0.21 | 0.21 | 0.1 | 0.1 | 0 | 0 | 0.41 | 0.41 | 0 | 0
1754 | 0.19 | 0.19 | 0.09 | 0.09 | 0 | 0 | 0.17 | 0.17 | 0 | 0
1755 | 0.2 | 0.2 | 0.1 | 0.1 | 0 | 0 | 0.07 | 0.07 | 0 | 0
1756 | 0.17 | 0.17 | 0.08 | 0.08 | 0 | 0 | 1.62 | 1.62 | 0 | 0
1757 | 0.18 | 0.18 | 0.09 | 0.09 | 0 | 0 | 2.24 | 2.24 | 0 | 0
1758 | 0.14 | 0.14 | 0.07 | 0.07 | 0 | 0 | 2.5 | 2.5 | 0 | 0
1759 | 0.21 | 0.21 | 0.1 | 0.1 | 0 | 0 | 2.61 | 2.61 | 0 | 0
1760 | 0.18 | 0.18 | 0.09 | 0.09 | 0 | 0 | 2.51 | 2.51 | 0 | 0
1761 | 0.24 | 0.24 | 0.11 | 0.11 | 0 | 0 | 2.11 | 2.11 | 0 | 0
1762 | 0.22 | 0.22 | 0.1 | 0.1 | 0 | 0 | 0.85 | 0.85 | 0 | 0
1763 | 0.2 | 0.2 | 0.1 | 0.1 | 0 | 0 | 0.67 | 0.67 | 0 | 0
1764 | 0.18 | 0.18 | 0.09 | 0.09 | 0 | 0 | 0.41 | 0.41 | 0 | 0
1765 | 0.2 | 0.2 | 0.1 | 0.1 | 0 | 0 | 0.23 | 0.23 | 0 | 0
1766 | 0.24 | 0.24 | 0.12 | 0.12 | 0 | 0 | 0.09 | 0.09 | 0 | 0
1767 | 0.2 | 0.2 | 0.1 | 0.1 | 0 | 0 | 0.04 | 0.04 | 0 | 0
1768 | 0.19 | 0.19 | 0.09 | 0.09 | 0 | 0 | 1.45 | 1.45 | 0 | 0
1769 | 0.21 | 0.21 | 0.1 | 0.1 | 0 | 0 | 1.44 | 1.44 | 0 | 0
1770 | 0.32 | 0.32 | 0.16 | 0.16 | 0 | 0 | 1.91 | 1.91 | 22.45 | 22.45
1771 | 0.44 | 0.44 | 0.21 | 0.21 | 4.9142 | 4.9142 | 2.21 | 2.21 | 0 | 0
1772 | 0.32 | 0.32 | 0.15 | 0.15 | 0 | 0 | 2.41 | 2.41 | 0 | 0
1773 | 0.23 | 0.23 | 0.11 | 0.11 | 0 | 0 | 2.58 | 2.58 | 0 | 0
1774 | 0.21 | 0.21 | 0.1 | 0.1 | 0 | 0 | 2.7 | 2.7 | 0 | 0
1775 | 0.6 | 0.6 | 0.29 | 0.29 | 0 | 0 | 2.84 | 2.84 | 0 | 0
1776 | 0.56 | 0.56 | 0.27 | 0.27 | 0 | 0 | 3.01 | 3.01 | 0 | 0
1777 | 0.24 | 0.24 | 0.12 | 0.12 | 0 | 0 | 1.21 | 1.21 | 0 | 0
1778 | 0.08 | 0.08 | 0.04 | 0.04 | 0 | 0 | 0.49 | 0.49 | 0 | 0
1779 | 0.1 | 0.1 | 0.05 | 0.05 | 0 | 0 | 2.19 | 2.19 | 0 | 0
1780 | 0.09 | 0.09 | 0.05 | 0.05 | 0 | 0 | 2.89 | 2.89 | 0 | 0
1781 | 0.09 | 0.09 | 0.04 | 0.04 | 0 | 0 | 3.19 | 3.19 | 0 | 0
1782 | 0.1 | 0.1 | 0.05 | 0.05 | 0 | 0 | 3.34 | 3.34 | 0 | 0
1783 | 0.15 | 0.15 | 0.07 | 0.07 | 0 | 0 | 3.35 | 3.35 | 0 | 0
1784 | 0.2 | 0.2 | 0.1 | 0.1 | 0 | 0 | 1.34 | 1.34 | 0 | 0
1785 | 0.24 | 0.24 | 0.12 | 0.12 | 0 | 0 | 2.44 | 2.44 | 0 | 0
1786 | 0.28 | 0.28 | 0.14 | 0.14 | 0 | 0 | 1.62 | 1.62 | 0 | 0
1787 | 0.43 | 0.43 | 0.21 | 0.21 | 0 | 0 | 0.84 | 0.84 | 0 | 0
1788 | 0.41 | 0.41 | 0.2 | 0.2 | 0 | 0 | 0.34 | 0.34 | 0 | 0
1789 | 0.34 | 0.34 | 0.16 | 0.16 | 0 | 0 | 1.98 | 1.98 | 0 | 0
1790 | 0.37 | 0.37 | 0.18 | 0.18 | 0 | 0 | 0.8 | 0.8 | 0 | 0
1791 | 0.21 | 0.21 | 0.1 | 0.1 | 0 | 0 | 0.32 | 0.32 | 0 | 0
1792 | 0.22 | 0.22 | 0.11 | 0.11 | 0 | 0 | 0.71 | 0.71 | 0 | 0
1793 | 0.64 | 0.64 | 0.31 | 0.31 | 0 | 0 | 1.31 | 1.31 | 0 | 0
1794 | 0.61 | 0.61 | 0.3 | 0.3 | 0 | 0 | 2.21 | 2.21 | 0 | 0
1795 | 0.46 | 0.46 | 0.22 | 0.22 | 0 | 0 | 2.74 | 2.74 | 0 | 0
1796 | 0.34 | 0.34 | 0.17 | 0.17 | 0 | 0 | 2.94 | 2.94 | 0 | 0
1797 | 0.34 | 0.34 | 0.17 | 0.17 | 0 | 0 | 3.03 | 3.03 | 0 | 0
1798 | 0.29 | 0.29 | 0.14 | 0.14 | 0 | 0 | 3.08 | 3.08 | 0 | 0
1799 | 0.28 | 0.28 | 0.14 | 0.14 | 0 | 0 | 3.11 | 3.11 | 0 | 0
1800 | 0.52 | 0.52 | 0.25 | 0.25 | 0 | 0 | 3.14 | 3.14 | 0 | 0
1801 | 0.31 | 0.31 | 0.15 | 0.15 | 0 | 0 | 3.17 | 3.17 | 0 | 0
1802 | 0.1 | 0.1 | 0.05 | 0.05 | 0 | 0 | 3.19 | 3.19 | 0 | 0
1803 | 0.1 | 0.1 | 0.05 | 0.05 | 0 | 0 | 1.28 | 1.28 | 0 | 0
1804 | 0.11 | 0.11 | 0.05 | 0.05 | 0 | 0 | 0.51 | 0.51 | 0 | 0
1805 | 0.1 | 0.1 | 0.05 | 0.05 | 0 | 0 | 2.13 | 2.13 | 0 | 0
1806 | 0.11 | 0.11 | 0.05 | 0.05 | 0 | 0 | 0.86 | 0.86 | 0 | 0
1807 | 0.12 | 0.12 | 0.06 | 0.06 | 0 | 0 | 2.3 | 2.3 | 0 | 0
1808 | 0.62 | 0.62 | 0.3 | 0.3 | 0 | 0 | 2.78 | 2.78 | 0 | 0
1809 | 0.3 | 0.3 | 0.14 | 0.14 | 0 | 0 | 2.83 | 2.83 | 0 | 0
1810 | 0.27 | 0.27 | 0.13 | 0.13 | 0 | 0 | 1.13 | 1.13 | 0 | 0
1811 | 0.42 | 0.42 | 0.2 | 0.2 | 0 | 0 | 2.37 | 2.37 | 0 | 0
1812 | 0.35 | 0.35 | 0.17 | 0.17 | 0 | 0 | 2.32 | 2.32 | 0 | 0
1813 | 0.22 | 0.22 | 0.11 | 0.11 | 0 | 0 | 2.22 | 2.22 | 0 | 0
1814 | 0.39 | 0.39 | 0.19 | 0.19 | 0 | 0 | 1.98 | 1.98 | 0 | 0
1815 | 0.31 | 0.31 | 0.15 | 0.15 | 0 | 0 | 0.8 | 0.8 | 0 | 0
1816 | 1.24 | 1.24 | 0.6 | 0.6 | 0 | 0 | 0.32 | 0.32 | 0 | 0
1817 | 0.87 | 0.87 | 0.42 | 0.42 | 0 | 0 | 1.69 | 1.69 | 0 | 0
1818 | 0.44 | 0.44 | 0.21 | 0.21 | 0 | 0 | 2.12 | 2.12 | 0 | 0
1819 | 0.37 | 0.37 | 0.18 | 0.18 | 0 | 0 | 0.85 | 0.85 | 0 | 0
1820 | 0.44 | 0.44 | 0.22 | 0.22 | 0 | 0 | 1.95 | 1.95 | 0 | 0
1821 | 0.66 | 0.66 | 0.32 | 0.32 | 0 | 0 | 2.45 | 2.45 | 9.78 | 9.78
1822 | 0.47 | 0.47 | 0.23 | 0.23 | 0 | 0 | 2.71 | 2.71 | 0 | 0
1823 | 0.13 | 0.13 | 0.06 | 0.06 | 0 | 0 | 2.85 | 2.85 | 0 | 0
1824 | 0.11 | 0.11 | 0.05 | 0.05 | 0 | 0 | 1.14 | 1.14 | 0 | 0
1825 | 0.1 | 0.1 | 0.05 | 0.05 | 0 | 0 | 0.46 | 0.46 | 0 | 0
1826 | 0.1 | 0.1 | 0.05 | 0.05 | 0 | 0 | 0.19 | 0.19 | 0 | 0
1827 | 0.09 | 0.09 | 0.04 | 0.04 | 0 | 0 | 0.08 | 0.08 | 0 | 0
1828 | 0.09 | 0.09 | 0.05 | 0.05 | 0 | 0 | 1.88 | 1.88 | 0 | 0
1829 | 0.09 | 0.09 | 0.04 | 0.04 | 0 | 0 | 0.75 | 0.75 | 0 | 0
1830 | 0.15 | 0.15 | 0.07 | 0.07 | 0 | 0 | 2.16 | 2.16 | 0 | 0
1831 | 0.11 | 0.11 | 0.05 | 0.05 | 0 | 0 | 2.72 | 2.72 | 0 | 0
1832 | 0.19 | 0.19 | 0.09 | 0.09 | 0 | 0 | 2.73 | 2.73 | 0 | 0
1833 | 0.21 | 0.21 | 0.1 | 0.1 | 0 | 0 | 2.2 | 2.2 | 0 | 0
1834 | 0.2 | 0.2 | 0.1 | 0.1 | 0 | 0 | 0.88 | 0.88 | 0 | 0
1835 | 0.18 | 0.18 | 0.09 | 0.09 | 0 | 0 | 0.36 | 0.36 | 0 | 0
1836 | 0.19 | 0.19 | 0.09 | 0.09 | 0 | 0 | 0.15 | 0.15 | 0 | 0
1837 | 0.18 | 0.18 | 0.09 | 0.09 | 0 | 0 | 0.06 | 0.06 | 0 | 0
1838 | 0.19 | 0.19 | 0.09 | 0.09 | 0 | 0 | 0.03 | 0.03 | 0 | 0
1839 | 0.19 | 0.19 | 0.09 | 0.09 | 0 | 0 | 0.01 | 0.01 | 0 | 0
1840 | 0.23 | 0.23 | 0.11 | 0.11 | 0 | 0 | 0.01 | 0.01 | 0 | 0
1841 | 0.23 | 0.23 | 0.11 | 0.11 | 0 | 0 | 0.29 | 0.29 | 0 | 0
1842 | 0.25 | 0.25 | 0.12 | 0.12 | 0 | 0 | 0.12 | 0.12 | 0 | 0
1843 | 0.27 | 0.27 | 0.13 | 0.13 | 0 | 0 | 1.21 | 1.21 | 0 | 0
1844 | 0.32 | 0.32 | 0.15 | 0.15 | 0 | 0 | 1.73 | 1.73 | 0 | 0
1845 | 0.31 | 0.31 | 0.15 | 0.15 | 0 | 0 | 2.04 | 2.04 | 12.32 | 12.32
1846 | 0.19 | 0.19 | 0.09 | 0.09 | 0 | 0 | 2.32 | 2.32 | 0 | 0
1847 | 0.18 | 0.18 | 0.09 | 0.09 | 0 | 0 | 0.93 | 0.93 | 0 | 0
1848 | 0.16 | 0.16 | 0.08 | 0.08 | 0 | 0 | 2.12 | 2.12 | 0 | 0
1849 | 0.16 | 0.16 | 0.08 | 0.08 | 0 | 0 | 0.85 | 0.85 | 0 | 0
1850 | 0.15 | 0.15 | 0.07 | 0.07 | 0 | 0 | 0.34 | 0.34 | 0 | 0
1851 | 0.16 | 0.16 | 0.08 | 0.08 | 0 | 0 | 1.84 | 1.84 | 0 | 0
1852 | 0.14 | 0.14 | 0.07 | 0.07 | 0 | 0 | 2.59 | 2.59 | 0 | 0
1853 | 0.11 | 0.11 | 0.05 | 0.05 | 0 | 0 | 1.04 | 1.04 | 0 | 0
1854 | 0.13 | 0.13 | 0.07 | 0.07 | 0 | 0 | 2.31 | 2.31 | 0 | 0
1855 | 0.11 | 0.11 | 0.05 | 0.05 | 0 | 0 | 2.82 | 2.82 | 0 | 0
1856 | 0.16 | 0.16 | 0.08 | 0.08 | 0 | 0 | 2.68 | 2.68 | 0 | 0
1857 | 0.42 | 0.42 | 0.2 | 0.2 | 0 | 0 | 2.1 | 2.1 | 0 | 0
1858 | 0.29 | 0.29 | 0.14 | 0.14 | 0 | 0 | 1.12 | 1.12 | 0 | 0
1859 | 0.21 | 0.21 | 0.1 | 0.1 | 0 | 0 | 0.45 | 0.45 | 0 | 0
1860 | 0.17 | 0.17 | 0.08 | 0.08 | 0 | 0 | 1.42 | 1.42 | 0 | 0
1861 | 0.32 | 0.32 | 0.15 | 0.15 | 0 | 0 | 0.57 | 0.57 | 0 | 0
1862 | 0.2 | 0.2 | 0.09 | 0.09 | 0 | 0 | 0.23 | 0.23 | 0 | 0
1863 | 0.22 | 0.22 | 0.11 | 0.11 | 0 | 0 | 0.1 | 0.1 | 0 | 0
1864 | 0.21 | 0.21 | 0.1 | 0.1 | 9.0127 | 9.0127 | 0.04 | 0.04 | 0 | 0
1865 | 0.26 | 0.26 | 0.13 | 0.13 | 0 | 0 | 0.17 | 0.17 | 0 | 0
1866 | 0.52 | 0.52 | 0.25 | 0.25 | 0 | 0 | 0.88 | 0.88 | 0 | 0
1867 | 0.52 | 0.52 | 0.25 | 0.25 | 0 | 0 | 1.44 | 1.44 | 0 | 0
1868 | 0.33 | 0.33 | 0.16 | 0.16 | 0 | 0 | 1.77 | 1.77 | 0 | 0
1869 | 0.8 | 0.8 | 0.39 | 0.39 | 0 | 0 | 2.1 | 2.1 | 0 | 0
1870 | 0.67 | 0.67 | 0.33 | 0.33 | 1.2365 | 1.2365 | 2.45 | 2.45 | 0 | 0
1871 | 0.18 | 0.18 | 0.09 | 0.09 | 0 | 0 | 2.71 | 2.71 | 0 | 0
1872 | 0.14 | 0.14 | 0.07 | 0.07 | 0 | 0 | 1.09 | 1.09 | 0 | 0
1873 | 0.11 | 0.11 | 0.05 | 0.05 | 0 | 0 | 0.44 | 0.44 | 0 | 0
1874 | 0.08 | 0.08 | 0.04 | 0.04 | 0 | 0 | 2 | 2 | 0 | 0
1875 | 0.09 | 0.09 | 0.05 | 0.05 | 0 | 0 | 0.8 | 0.8 | 0 | 0
1876 | 0.09 | 0.09 | 0.04 | 0.04 | 0 | 0 | 2.11 | 2.11 | 0 | 0
1877 | 0.09 | 0.09 | 0.04 | 0.04 | 0 | 0 | 2.57 | 2.57 | 0 | 0
1878 | 0.14 | 0.14 | 0.07 | 0.07 | 0 | 0 | 2.73 | 2.73 | 0 | 0
1879 | 0.16 | 0.16 | 0.08 | 0.08 | 0 | 0 | 2.8 | 2.8 | 0 | 0
1880 | 0.2 | 0.2 | 0.09 | 0.09 | 0 | 0 | 2.54 | 2.54 | 9.99 | 9.99
1881 | 0.48 | 0.48 | 0.23 | 0.23 | 0 | 0 | 1.96 | 1.96 | 0 | 0
1882 | 0.22 | 0.22 | 0.1 | 0.1 | 0 | 0 | 1 | 1 | 0 | 0
1883 | 0.21 | 0.21 | 0.1 | 0.1 | 0 | 0 | 0.4 | 0.4 | 0 | 0
1884 | 0.58 | 0.58 | 0.28 | 0.28 | 0 | 0 | 0.16 | 0.16 | 0 | 0
1885 | 0.14 | 0.14 | 0.07 | 0.07 | 0 | 0 | 0.07 | 0.07 | 0 | 0
1886 | 0.2 | 0.2 | 0.09 | 0.09 | 0 | 0 | 0.03 | 0.03 | 0 | 0
1887 | 0.22 | 0.22 | 0.11 | 0.11 | 0 | 0 | 0.02 | 0.02 | 0 | 0
1888 | 0.23 | 0.23 | 0.11 | 0.11 | 0 | 0 | 0.01 | 0.01 | 0 | 0
1889 | 0.31 | 0.31 | 0.15 | 0.15 | 0 | 0 | 0.01 | 0.01 | 0 | 0
1890 | 0.35 | 0.35 | 0.17 | 0.17 | 0 | 0 | 1.22 | 1.22 | 0 | 0
1891 | 0.36 | 0.36 | 0.17 | 0.17 | 0 | 0 | 1.77 | 1.77 | 0 | 0
1892 | 0.3 | 0.3 | 0.14 | 0.14 | 0 | 0 | 2.11 | 2.11 | 0 | 0
1893 | 0.22 | 0.22 | 0.11 | 0.11 | 0 | 0 | 0.85 | 0.85 | 0 | 0
1894 | 0.66 | 0.66 | 0.32 | 0.32 | 0 | 0 | 1.98 | 1.98 | 0 | 0
1895 | 0.21 | 0.21 | 0.1 | 0.1 | 0 | 0 | 2.49 | 2.49 | 0 | 0
1896 | 0.11 | 0.11 | 0.05 | 0.05 | 0 | 0 | 2.7 | 2.7 | 0 | 0
1897 | 0.09 | 0.09 | 0.04 | 0.04 | 0 | 0 | 1.08 | 1.08 | 0 | 0
1898 | 0.09 | 0.09 | 0.04 | 0.04 | 0 | 0 | 0.44 | 0.44 | 0 | 0
1899 | 0.1 | 0.1 | 0.05 | 0.05 | 0 | 0 | 1.85 | 1.85 | 0 | 0
1900 | 0.09 | 0.09 | 0.05 | 0.05 | 0 | 0 | 2.42 | 2.42 | 0 | 0
1901 | 0.08 | 0.08 | 0.04 | 0.04 | 0 | 0 | 2.65 | 2.65 | 0 | 0
1902 | 0.14 | 0.14 | 0.07 | 0.07 | 0 | 0 | 2.75 | 2.75 | 0 | 0
1903 | 0.16 | 0.16 | 0.08 | 0.08 | 0 | 0 | 2.77 | 2.77 | 0 | 0
1904 | 0.18 | 0.18 | 0.09 | 0.09 | 0 | 0 | 2.52 | 2.52 | 10.21 | 10.21
1905 | 0.65 | 0.65 | 0.32 | 0.32 | 0 | 0 | 2 | 2 | 0 | 0
1906 | 0.24 | 0.24 | 0.12 | 0.12 | 0 | 0 | 1.31 | 1.31 | 0 | 0
1907 | 0.33 | 0.33 | 0.16 | 0.16 | 0 | 0 | 0.61 | 0.61 | 0 | 0
1908 | 0.06 | 0.06 | 0.03 | 0.03 | 0 | 0 | 0.25 | 0.25 | 0 | 0
1909 | 0.07 | 0.07 | 0.03 | 0.03 | 0 | 0 | 0.1 | 0.1 | 0 | 0
1910 | 0.08 | 0.08 | 0.04 | 0.04 | 0 | 0 | 0.04 | 0.04 | 0 | 0
1911 | 0.11 | 0.11 | 0.05 | 0.05 | 0 | 0 | 1.46 | 1.46 | 0 | 0
1912 | 0.13 | 0.13 | 0.06 | 0.06 | 0 | 0 | 0.64 | 0.64 | 0 | 0
1913 | 0.19 | 0.19 | 0.09 | 0.09 | 0 | 0 | 0.75 | 0.75 | 0 | 0
1914 | 0.37 | 0.37 | 0.18 | 0.18 | 0 | 0 | 1.28 | 1.28 | 0 | 0
1915 | 0.3 | 0.3 | 0.15 | 0.15 | 0 | 0 | 1.86 | 1.86 | 0 | 0
1916 | 0.29 | 0.29 | 0.14 | 0.14 | 0 | 0 | 2.19 | 2.19 | 0 | 0
1917 | 0.64 | 0.64 | 0.31 | 0.31 | 0 | 0 | 2.42 | 2.42 | 0 | 0
1918 | 0.62 | 0.62 | 0.3 | 0.3 | 0 | 0 | 2.67 | 2.67 | 0 | 0
1919 | 0.26 | 0.26 | 0.13 | 0.13 | 0 | 0 | 2.86 | 2.86 | 0 | 0
1920 | 0.19 | 0.19 | 0.09 | 0.09 | 0 | 0 | 2.94 | 2.94 | 0 | 0
1921 | 0.49 | 0.49 | 0.23 | 0.23 | 0 | 0 | 1.18 | 1.18 | 0 | 0
1922 | 0.11 | 0.11 | 0.05 | 0.05 | 0 | 0 | 0.47 | 0.47 | 0 | 0
1923 | 0.08 | 0.08 | 0.04 | 0.04 | 0 | 0 | 1.99 | 1.99 | 0 | 0
1924 | 0.09 | 0.09 | 0.04 | 0.04 | 0 | 0 | 0.8 | 0.8 | 0 | 0
1925 | 0.07 | 0.07 | 0.04 | 0.04 | 0 | 0 | 0.32 | 0.32 | 0 | 0
1926 | 0.13 | 0.13 | 0.06 | 0.06 | 0 | 0 | 0.13 | 0.13 | 0 | 0
1927 | 0.12 | 0.12 | 0.06 | 0.06 | 0 | 0 | 0.06 | 0.06 | 0 | 0
1928 | 0.15 | 0.15 | 0.07 | 0.07 | 0 | 0 | 1.72 | 1.72 | 0 | 0
1929 | 0.12 | 0.12 | 0.06 | 0.06 | 0 | 0 | 0.69 | 0.69 | 0 | 0
1930 | 0.08 | 0.08 | 0.04 | 0.04 | 0 | 0 | 0.28 | 0.28 | 0 | 0
1931 | 0.05 | 0.05 | 0.03 | 0.03 | 0 | 0 | 0.12 | 0.12 | 0 | 0
1932 | 0.07 | 0.07 | 0.03 | 0.03 | 0 | 0 | 0.05 | 0.05 | 0 | 0
1933 | 0.17 | 0.17 | 0.08 | 0.08 | 0 | 0 | 0.02 | 0.02 | 0 | 0
1934 | 0.17 | 0.17 | 0.08 | 0.08 | 0 | 0 | 0.01 | 0.01 | 0 | 0
1935 | 0.31 | 0.31 | 0.15 | 0.15 | 0 | 0 | 0.01 | 0.01 | 0 | 0
1936 | 0.41 | 0.41 | 0.2 | 0.2 | 0 | 0 | 1.34 | 1.34 | 0 | 0
1937 | 0.26 | 0.26 | 0.12 | 0.12 | 0 | 0 | 0.54 | 0.54 | 0 | 0
1938 | 0.39 | 0.39 | 0.19 | 0.19 | 0 | 0 | 0.22 | 0.22 | 0 | 0
1939 | 0.26 | 0.26 | 0.12 | 0.12 | 0 | 0 | 1.4 | 1.4 | 0 | 0
1940 | 0.22 | 0.22 | 0.11 | 0.11 | 0 | 0 | 1.89 | 1.89 | 0 | 0
1941 | 0.33 | 0.33 | 0.16 | 0.16 | 0 | 0 | 2.13 | 2.13 | 0 | 0
1942 | 0.15 | 0.15 | 0.07 | 0.07 | 0 | 0 | 2.27 | 2.27 | 0 | 0
1943 | 0.14 | 0.14 | 0.07 | 0.07 | 0 | 0 | 2.36 | 2.36 | 0 | 0
1944 | 0.09 | 0.09 | 0.05 | 0.05 | 0 | 0 | 0.95 | 0.95 | 0 | 0
1945 | 0.11 | 0.11 | 0.05 | 0.05 | 0 | 0 | 0.38 | 0.38 | 0 | 0
1946 | 0.1 | 0.1 | 0.05 | 0.05 | 0 | 0 | 1.68 | 1.68 | 0 | 0
1947 | 0.07 | 0.07 | 0.03 | 0.03 | 0 | 0 | 0.67 | 0.67 | 0 | 0
1948 | 0.08 | 0.08 | 0.04 | 0.04 | 0 | 0 | 1.83 | 1.83 | 0 | 0
1949 | 0.05 | 0.05 | 0.02 | 0.02 | 0 | 0 | 0.73 | 0.73 | 0 | 0
1950 | 0.06 | 0.06 | 0.03 | 0.03 | 0 | 0 | 0.3 | 0.3 | 0 | 0
1951 | 0.07 | 0.07 | 0.03 | 0.03 | 0 | 0 | 1.67 | 1.67 | 0 | 0
1952 | 0.1 | 0.1 | 0.05 | 0.05 | 0 | 0 | 1.95 | 1.95 | 0 | 0
1953 | 0.11 | 0.11 | 0.06 | 0.06 | 0 | 0 | 0.78 | 0.78 | 0 | 0
1954 | 0.38 | 0.38 | 0.19 | 0.19 | 0 | 0 | 0.77 | 0.77 | 0 | 0
1955 | 0.31 | 0.31 | 0.15 | 0.15 | 0 | 0 | 0.34 | 0.34 | 0 | 0
1956 | 0.19 | 0.19 | 0.09 | 0.09 | 0 | 0 | 0.14 | 0.14 | 0 | 0
1957 | 0.6 | 0.6 | 0.29 | 0.29 | 0 | 0 | 0.06 | 0.06 | 0 | 0
1958 | 0.89 | 0.89 | 0.43 | 0.43 | 0 | 0 | 0.03 | 0.03 | 0 | 0
1959 | 0.55 | 0.55 | 0.27 | 0.27 | 0 | 0 | 0.01 | 0.01 | 0 | 0
1960 | 0.32 | 0.32 | 0.15 | 0.15 | 0 | 0 | 0.01 | 0.01 | 0 | 0
1961 | 0.32 | 0.32 | 0.16 | 0.16 | 0 | 0 | 0.51 | 0.51 | 0 | 0
1962 | 0.27 | 0.27 | 0.13 | 0.13 | 0 | 0 | 1.3 | 1.3 | 0 | 0
1963 | 0.72 | 0.72 | 0.35 | 0.35 | 0 | 0 | 1.86 | 1.86 | 0 | 0
1964 | 0.6 | 0.6 | 0.29 | 0.29 | 0 | 0 | 2.14 | 2.14 | 0 | 0
1965 | 0.55 | 0.55 | 0.27 | 0.27 | 0 | 0 | 2.29 | 2.29 | 12.07 | 12.07
1966 | 0.36 | 0.36 | 0.17 | 0.17 | 0 | 0 | 2.36 | 2.36 | 0 | 0
1967 | 0.16 | 0.16 | 0.08 | 0.08 | 0 | 0 | 2.42 | 2.42 | 0 | 0
1968 | 0.15 | 0.15 | 0.07 | 0.07 | 0 | 0 | 0.97 | 0.97 | 0 | 0
1969 | 0.08 | 0.08 | 0.04 | 0.04 | 0 | 0 | 0.39 | 0.39 | 0 | 0
1970 | 0.07 | 0.07 | 0.04 | 0.04 | 0 | 0 | 1.89 | 1.89 | 0 | 0
1971 | 0.06 | 0.06 | 0.03 | 0.03 | 0 | 0 | 2.49 | 2.49 | 0 | 0
1972 | 0.07 | 0.07 | 0.03 | 0.03 | 0 | 0 | 1 | 1 | 0 | 0
1973 | 0.07 | 0.07 | 0.03 | 0.03 | 0 | 0 | 0.4 | 0.4 | 0 | 0
1974 | 0.06 | 0.06 | 0.03 | 0.03 | 0 | 0 | 1.85 | 1.85 | 0 | 0
1975 | 0.26 | 0.26 | 0.13 | 0.13 | 0 | 0 | 2.23 | 2.23 | 0 | 0
1976 | 0.29 | 0.29 | 0.14 | 0.14 | 0 | 0 | 2.33 | 2.33 | 0 | 0
1977 | 0.33 | 0.33 | 0.16 | 0.16 | 0 | 0 | 1.94 | 1.94 | 0 | 0
1978 | 0.62 | 0.62 | 0.3 | 0.3 | 0 | 0 | 1.29 | 1.29 | 0 | 0
1979 | 0.39 | 0.39 | 0.19 | 0.19 | 0 | 0 | 0.68 | 0.68 | 0 | 0
1980 | 0.38 | 0.38 | 0.19 | 0.19 | 0 | 0 | 0.27 | 0.27 | 0 | 0
1981 | 0.22 | 0.22 | 0.11 | 0.11 | 0 | 0 | 0.11 | 0.11 | 0 | 0
1982 | 0.23 | 0.23 | 0.11 | 0.11 | 0 | 0 | 0.05 | 0.05 | 0 | 0
1983 | 0.3 | 0.3 | 0.14 | 0.14 | 0 | 0 | 0.02 | 0.02 | 0 | 0
1984 | 0.3 | 0.3 | 0.15 | 0.15 | 0 | 0 | 0.01 | 0.01 | 0 | 0
1985 | 0.42 | 0.42 | 0.2 | 0.2 | 0 | 0 | 0.83 | 0.83 | 10.31 | 10.31
1986 | 0.6 | 0.6 | 0.29 | 0.29 | 0 | 0 | 1.6 | 1.6 | 0 | 0
1987 | 0.24 | 0.24 | 0.11 | 0.11 | 0 | 0 | 2.13 | 2.13 | 0 | 0
1988 | 0.19 | 0.19 | 0.09 | 0.09 | 0 | 0 | 2.38 | 2.38 | 0 | 0
1989 | 0.18 | 0.18 | 0.09 | 0.09 | 4.5046 | 4.5046 | 2.54 | 2.54 | 0 | 0
1990 | 0.15 | 0.15 | 0.07 | 0.07 | 0 | 0 | 2.64 | 2.64 | 0 | 0
1991 | 0.16 | 0.16 | 0.08 | 0.08 | 0 | 0 | 2.67 | 2.67 | 0 | 0
1992 | 0.15 | 0.15 | 0.07 | 0.07 | 0 | 0 | 2.69 | 2.69 | 0 | 0
1993 | 0.14 | 0.14 | 0.07 | 0.07 | 0 | 0 | 1.08 | 1.08 | 0 | 0
1994 | 0.13 | 0.13 | 0.06 | 0.06 | 5.8788 | 5.8788 | 2.07 | 2.07 | 0 | 0
1995 | 0.13 | 0.13 | 0.06 | 0.06 | 0 | 0 | 2.47 | 2.47 | 0 | 0
1996 | 0.1 | 0.1 | 0.05 | 0.05 | 0 | 0 | 2.64 | 2.64 | 0 | 0
1997 | 0.07 | 0.07 | 0.03 | 0.03 | 0 | 0 | 1.06 | 1.06 | 0 | 0
1998 | 0.07 | 0.07 | 0.03 | 0.03 | 0 | 0 | 0.43 | 0.43 | 0 | 0
1999 | 0.2 | 0.2 | 0.1 | 0.1 | 0 | 0 | 1.9 | 1.9 | 0 | 0
2000 | 0.09 | 0.09 | 0.04 | 0.04 | 0 | 0 | 2.16 | 2.16 | 0 | 0
2001 | 0.17 | 0.17 | 0.08 | 0.08 | 0 | 0 | 2.01 | 2.01 | 0 | 0
2002 | 0.08 | 0.08 | 0.04 | 0.04 | 0 | 0 | 1.58 | 1.58 | 0 | 0
2003 | 0.06 | 0.06 | 0.03 | 0.03 | 0 | 0 | 1.03 | 1.03 | 0 | 0
2004 | 0.08 | 0.08 | 0.04 | 0.04 | 0 | 0 | 0.76 | 0.76 | 0 | 0
2005 | 0.1 | 0.1 | 0.05 | 0.05 | 0 | 0 | 0.31 | 0.31 | 0 | 0
2006 | 0.07 | 0.07 | 0.03 | 0.03 | 0 | 0 | 1.61 | 1.61 | 0 | 0
2007 | 0.12 | 0.12 | 0.06 | 0.06 | 0 | 0 | 0.65 | 0.65 | 0 | 0
2008 | 0.23 | 0.23 | 0.11 | 0.11 | 0 | 0 | 1.55 | 1.55 | 0 | 0
2009 | 0.34 | 0.34 | 0.16 | 0.16 | 0 | 0 | 1.41 | 1.41 | 0 | 0
2010 | 0.32 | 0.32 | 0.15 | 0.15 | 0 | 0 | 1.79 | 1.79 | 0 | 0
2011 | 0.33 | 0.33 | 0.16 | 0.16 | 0 | 0 | 2.2 | 2.2 | 0 | 0
2012 | 0.32 | 0.32 | 0.15 | 0.15 | 0 | 0 | 2.42 | 2.42 | 0 | 0
2013 | 0.61 | 0.61 | 0.3 | 0.3 | 0 | 0 | 2.63 | 2.63 | 0 | 0
2014 | 0.39 | 0.39 | 0.19 | 0.19 | 0 | 0 | 1.05 | 1.05 | 0 | 0
2015 | 0.14 | 0.14 | 0.07 | 0.07 | 0 | 0 | 1.85 | 1.85 | 0 | 0
2016 | 0.08 | 0.08 | 0.04 | 0.04 | 0 | 0 | 0.74 | 0.74 | 0 | 0
2017 | 0.07 | 0.07 | 0.04 | 0.04 | 0 | 0 | 0.3 | 0.3 | 0 | 0
2018 | 0.07 | 0.07 | 0.03 | 0.03 | 0 | 0 | 0.12 | 0.12 | 0 | 0
2019 | 0.07 | 0.07 | 0.04 | 0.04 | 0 | 0 | 1.82 | 1.82 | 0 | 0
2020 | 0.06 | 0.06 | 0.03 | 0.03 | 0 | 0 | 2.43 | 2.43 | 0 | 0
2021 | 0.07 | 0.07 | 0.03 | 0.03 | 0 | 0 | 2.61 | 2.61 | 0 | 0
2022 | 0.06 | 0.06 | 0.03 | 0.03 | 0 | 0 | 2.68 | 2.68 | 0 | 0
2023 | 0.19 | 0.19 | 0.09 | 0.09 | 0 | 0 | 2.55 | 2.55 | 0 | 0
2024 | 0.11 | 0.11 | 0.05 | 0.05 | 0 | 0 | 2.43 | 2.43 | 0 | 0
2025 | 0.09 | 0.09 | 0.04 | 0.04 | 0 | 0 | 0.97 | 0.97 | 0 | 0
2026 | 0.06 | 0.06 | 0.03 | 0.03 | 0 | 0 | 1.92 | 1.92 | 0 | 0
2027 | 0.06 | 0.06 | 0.03 | 0.03 | 0 | 0 | 1 | 1 | 0 | 0
2028 | 0.07 | 0.07 | 0.03 | 0.03 | 0 | 0 | 0.4 | 0.4 | 0 | 0
2029 | 0.09 | 0.09 | 0.04 | 0.04 | 0 | 0 | 0.16 | 0.16 | 0 | 0
2030 | 0.09 | 0.09 | 0.05 | 0.05 | 0 | 0 | 0.07 | 0.07 | 15.39 | 15.39
2031 | 0.06 | 0.06 | 0.03 | 0.03 | 0 | 0 | 0.03 | 0.03 | 0 | 0
2032 | 0.11 | 0.11 | 0.06 | 0.06 | 0 | 0 | 0.02 | 0.02 | 0 | 0
2033 | 0.31 | 0.31 | 0.15 | 0.15 | 0 | 0 | 0.01 | 0.01 | 0 | 0
2034 | 0.69 | 0.69 | 0.33 | 0.33 | 0 | 0 | 1.26 | 1.26 | 0 | 0
2035 | 0.39 | 0.39 | 0.19 | 0.19 | 0 | 0 | 0.51 | 0.51 | 0 | 0
2036 | 0.29 | 0.29 | 0.14 | 0.14 | 0 | 0 | 1.76 | 1.76 | 0 | 0
2037 | 0.21 | 0.21 | 0.1 | 0.1 | 0 | 0 | 2.25 | 2.25 | 0 | 0
2038 | 0.23 | 0.23 | 0.11 | 0.11 | 0 | 0 | 2.46 | 2.46 | 0 | 0
2039 | 0.14 | 0.14 | 0.07 | 0.07 | 0 | 0 | 2.55 | 2.55 | 0 | 0
2040 | 0.08 | 0.08 | 0.04 | 0.04 | 0 | 0 | 1.02 | 1.02 | 0 | 0
2041 | 0.12 | 0.12 | 0.06 | 0.06 | 0 | 0 | 0.41 | 0.41 | 0 | 0
2042 | 0.11 | 0.11 | 0.05 | 0.05 | 0 | 0 | 0.17 | 0.17 | 0 | 0
2043 | 0.09 | 0.09 | 0.04 | 0.04 | 0 | 0 | 0.07 | 0.07 | 0 | 0
2044 | 0.09 | 0.09 | 0.04 | 0.04 | 0 | 0 | 1.52 | 1.52 | 0 | 0
2045 | 0.09 | 0.09 | 0.04 | 0.04 | 0 | 0 | 2.12 | 2.12 | 0 | 0
2046 | 0.09 | 0.09 | 0.04 | 0.04 | 0 | 0 | 0.85 | 0.85 | 0 | 0
2047 | 0.22 | 0.22 | 0.1 | 0.1 | 0 | 0 | 1.84 | 1.84 | 0 | 0
2048 | 0.09 | 0.09 | 0.04 | 0.04 | 0 | 0 | 2.04 | 2.04 | 0 | 0
2049 | 0.24 | 0.24 | 0.12 | 0.12 | 0 | 0 | 1.92 | 1.92 | 0 | 0
2050 | 0.5 | 0.5 | 0.24 | 0.24 | 0 | 0 | 1.65 | 1.65 | 0 | 0
2051 | 0.12 | 0.12 | 0.06 | 0.06 | 0 | 0 | 1.32 | 1.32 | 0 | 0
2052 | 0.07 | 0.07 | 0.03 | 0.03 | 0 | 0 | 1 | 1 | 0 | 0
2053 | 0.2 | 0.2 | 0.1 | 0.1 | 0 | 0 | 0.71 | 0.71 | 0 | 0
2054 | 0.14 | 0.14 | 0.07 | 0.07 | 0 | 0 | 0.65 | 0.65 | 0 | 0
2055 | 0.14 | 0.14 | 0.07 | 0.07 | 0 | 0 | 0.91 | 0.91 | 0 | 0
2056 | 0.17 | 0.17 | 0.08 | 0.08 | 0 | 0 | 1.13 | 1.13 | 0 | 0
2057 | 0.36 | 0.36 | 0.18 | 0.18 | 0 | 0 | 1.36 | 1.36 | 0 | 0
2058 | 0.27 | 0.27 | 0.13 | 0.13 | 0.828 | 0.828 | 1.59 | 1.59 | 0 | 0
2059 | 0.17 | 0.17 | 0.08 | 0.08 | 0 | 0 | 0.64 | 0.64 | 0 | 0
2060 | 0.19 | 0.19 | 0.09 | 0.09 | 0 | 0 | 1.45 | 1.45 | 0 | 0
2061 | 0.14 | 0.14 | 0.07 | 0.07 | 0 | 0 | 1.89 | 1.89 | 0 | 0
2062 | 0.11 | 0.11 | 0.05 | 0.05 | 0 | 0 | 2.13 | 2.13 | 0 | 0
2063 | 0.14 | 0.14 | 0.07 | 0.07 | 0 | 0 | 2.28 | 2.28 | 0 | 0
2064 | 0.07 | 0.07 | 0.03 | 0.03 | 0 | 0 | 0.91 | 0.91 | 0 | 0
2065 | 0.05 | 0.05 | 0.02 | 0.02 | 0 | 0 | 0.37 | 0.37 | 0 | 0
2066 | 0.05 | 0.05 | 0.03 | 0.03 | 0 | 0 | 1.72 | 1.72 | 0 | 0
2067 | 0.05 | 0.05 | 0.02 | 0.02 | 0 | 0 | 0.69 | 0.69 | 0 | 0
2068 | 0.05 | 0.05 | 0.03 | 0.03 | 0 | 0 | 0.28 | 0.28 | 0 | 0
2069 | 0.06 | 0.06 | 0.03 | 0.03 | 0 | 0 | 0.12 | 0.12 | 0 | 0
2070 | 0.06 | 0.06 | 0.03 | 0.03 | 0 | 0 | 0.05 | 0.05 | 0 | 0
2071 | 0.14 | 0.14 | 0.07 | 0.07 | 0 | 0 | 1.75 | 1.75 | 13.03 | 13.03
2072 | 0.31 | 0.31 | 0.15 | 0.15 | 0 | 0 | 2.31 | 2.31 | 0 | 0
2073 | 0.53 | 0.53 | 0.26 | 0.26 | 0 | 0 | 2.27 | 2.27 | 0 | 0
2074 | 0.3 | 0.3 | 0.15 | 0.15 | 0 | 0 | 1.72 | 1.72 | 0 | 0
2075 | 0.48 | 0.48 | 0.23 | 0.23 | 0 | 0 | 0.76 | 0.76 | 0 | 0
2076 | 0.15 | 0.15 | 0.07 | 0.07 | 0 | 0 | 0.31 | 0.31 | 0 | 0
2077 | 0.09 | 0.09 | 0.04 | 0.04 | 0 | 0 | 0.13 | 0.13 | 0 | 0
2078 | 0.1 | 0.1 | 0.05 | 0.05 | 0 | 0 | 0.05 | 0.05 | 0 | 0
2079 | 0.25 | 0.25 | 0.12 | 0.12 | 0 | 0 | 0.02 | 0.02 | 0 | 0
2080 | 0.31 | 0.31 | 0.15 | 0.15 | 0 | 0 | 1 | 1 | 0 | 0
2081 | 0.17 | 0.17 | 0.08 | 0.08 | 0 | 0 | 0.46 | 0.46 | 0 | 0
2082 | 0.19 | 0.19 | 0.09 | 0.09 | 0 | 0 | 0.85 | 0.85 | 0 | 0
2083 | 0.33 | 0.33 | 0.16 | 0.16 | 0 | 0 | 1.42 | 1.42 | 0 | 0
2084 | 0.19 | 0.19 | 0.09 | 0.09 | 0 | 0 | 1.68 | 1.68 | 0 | 0
2085 | 0.13 | 0.13 | 0.06 | 0.06 | 0 | 0 | 1.86 | 1.86 | 0 | 0
2086 | 0.16 | 0.16 | 0.08 | 0.08 | 0 | 0 | 2.09 | 2.09 | 0 | 0
2087 | 0.09 | 0.09 | 0.04 | 0.04 | 2.1933 | 2.1933 | 2.24 | 2.24 | 0 | 0
2088 | 0.05 | 0.05 | 0.02 | 0.02 | 0 | 0 | 0.9 | 0.9 | 0 | 0
2089 | 0.05 | 0.05 | 0.03 | 0.03 | 0 | 0 | 1.85 | 1.85 | 0 | 0
2090 | 0.05 | 0.05 | 0.02 | 0.02 | 0 | 0 | 2.24 | 2.24 | 0 | 0
2091 | 0.07 | 0.07 | 0.03 | 0.03 | 0 | 0 | 2.38 | 2.38 | 0 | 0
2092 | 0.05 | 0.05 | 0.02 | 0.02 | 0 | 0 | 0.95 | 0.95 | 0 | 0
2093 | 0.05 | 0.05 | 0.02 | 0.02 | 0 | 0 | 0.38 | 0.38 | 0 | 0
2094 | 0.07 | 0.07 | 0.03 | 0.03 | 0 | 0 | 1.67 | 1.67 | 0 | 0
2095 | 0.17 | 0.17 | 0.08 | 0.08 | 0 | 0 | 1.83 | 1.83 | 0 | 0
2096 | 0.1 | 0.1 | 0.05 | 0.05 | 0 | 0 | 0.73 | 0.73 | 0 | 0
2097 | 0.06 | 0.06 | 0.03 | 0.03 | 0 | 0 | 0.3 | 0.3 | 0 | 0
2098 | 0.05 | 0.05 | 0.02 | 0.02 | 0 | 0 | 0.26 | 0.26 | 0 | 0
2099 | 0.06 | 0.06 | 0.03 | 0.03 | 0 | 0 | 0.11 | 0.11 | 0 | 0
2100 | 0.11 | 0.11 | 0.06 | 0.06 | 0 | 0 | 0.05 | 0.05 | 0 | 0
2101 | 0.14 | 0.14 | 0.07 | 0.07 | 0 | 0 | 0.02 | 0.02 | 0 | 0
2102 | 0.13 | 0.13 | 0.06 | 0.06 | 0 | 0 | 0.01 | 0.01 | 0 | 0
2103 | 0.25 | 0.25 | 0.12 | 0.12 | 0 | 0 | 0.01 | 0.01 | 0 | 0
2104 | 0.57 | 0.57 | 0.28 | 0.28 | 0 | 0 | 0.01 | 0.01 | 0 | 0
2105 | 0.61 | 0.61 | 0.3 | 0.3 | 0 | 0 | 0 | 0 | 0 | 0
2106 | 0.35 | 0.35 | 0.17 | 0.17 | 0 | 0 | 0 | 0 | 0 | 0
2107 | 0.29 | 0.29 | 0.14 | 0.14 | 0 | 0 | 1.02 | 1.02 | 0 | 0
2108 | 0.22 | 0.22 | 0.1 | 0.1 | 0 | 0 | 1.53 | 1.53 | 0 | 0
2109 | 0.24 | 0.24 | 0.12 | 0.12 | 0 | 0 | 1.92 | 1.92 | 0 | 0
2110 | 0.92 | 0.92 | 0.44 | 0.44 | 0 | 0 | 2.21 | 2.21 | 0 | 0
2111 | 0.43 | 0.43 | 0.21 | 0.21 | 1.5926 | 1.5926 | 2.37 | 2.37 | 0 | 0
2112 | 0.1 | 0.1 | 0.05 | 0.05 | 0 | 0 | 0.95 | 0.95 | 0 | 0
2113 | 0.07 | 0.07 | 0.03 | 0.03 | 0 | 0 | 1.83 | 1.83 | 0 | 0
2114 | 0.08 | 0.08 | 0.04 | 0.04 | 0 | 0 | 0.74 | 0.74 | 9.73 | 9.73
2115 | 0.07 | 0.07 | 0.03 | 0.03 | 0 | 0 | 0.3 | 0.3 | 0 | 0
2116 | 0.08 | 0.08 | 0.04 | 0.04 | 0 | 0 | 1.67 | 1.67 | 0 | 0
2117 | 0.07 | 0.07 | 0.03 | 0.03 | 0 | 0 | 0.67 | 0.67 | 0 | 0
2118 | 0.08 | 0.08 | 0.04 | 0.04 | 0 | 0 | 1.64 | 1.64 | 0 | 0
2119 | 0.13 | 0.13 | 0.06 | 0.06 | 0 | 0 | 1.7 | 1.7 | 0 | 0
2120 | 0.11 | 0.11 | 0.05 | 0.05 | 0 | 0 | 1.73 | 1.73 | 0 | 0
2121 | 0.28 | 0.28 | 0.14 | 0.14 | 0 | 0 | 1.39 | 1.39 | 0 | 0
2122 | 0.55 | 0.55 | 0.27 | 0.27 | 0 | 0 | 0.56 | 0.56 | 0 | 0
2123 | 0.37 | 0.37 | 0.18 | 0.18 | 0 | 0 | 0.23 | 0.23 | 0 | 0
2124 | 0.17 | 0.17 | 0.08 | 0.08 | 0 | 0 | 0.09 | 0.09 | 0 | 0
2125 | 0.18 | 0.18 | 0.09 | 0.09 | 0 | 0 | 0.04 | 0.04 | 0 | 0
2126 | 0.52 | 0.52 | 0.25 | 0.25 | 0 | 0 | 0.02 | 0.02 | 0 | 0
2127 | 0.61 | 0.61 | 0.3 | 0.3 | 0 | 0 | 0.01 | 0.01 | 0 | 0
2128 | 0.36 | 0.36 | 0.18 | 0.18 | 0 | 0 | 0.78 | 0.78 | 0 | 0
2129 | 0.2 | 0.2 | 0.1 | 0.1 | 0 | 0 | 0.66 | 0.66 | 0 | 0
2130 | 0.7 | 0.7 | 0.34 | 0.34 | 0 | 0 | 0.27 | 0.27 | 0 | 0
2131 | 0.61 | 0.61 | 0.3 | 0.3 | 0 | 0 | 1.1 | 1.1 | 0 | 0
2132 | 0.24 | 0.24 | 0.11 | 0.11 | 0 | 0 | 0.44 | 0.44 | 0 | 0
2133 | 0.19 | 0.19 | 0.09 | 0.09 | 0 | 0 | 1.4 | 1.4 | 0 | 0
2134 | 0.22 | 0.22 | 0.1 | 0.1 | 0 | 0 | 1.87 | 1.87 | 0 | 0
2135 | 0.16 | 0.16 | 0.08 | 0.08 | 0 | 0 | 2.12 | 2.12 | 0 | 0
2136 | 0.21 | 0.21 | 0.1 | 0.1 | 0 | 0 | 2.25 | 2.25 | 0 | 0
2137 | 0.21 | 0.21 | 0.1 | 0.1 | 0 | 0 | 2.32 | 2.32 | 0 | 0
2138 | 0.1 | 0.1 | 0.05 | 0.05 | 0 | 0 | 0.93 | 0.93 | 0 | 0
2139 | 0.08 | 0.08 | 0.04 | 0.04 | 0 | 0 | 0.38 | 0.38 | 0 | 0
2140 | 0.08 | 0.08 | 0.04 | 0.04 | 0 | 0 | 0.15 | 0.15 | 0 | 0
2141 | 0.08 | 0.08 | 0.04 | 0.04 | 0 | 0 | 1.45 | 1.45 | 0 | 0
2142 | 0.07 | 0.07 | 0.04 | 0.04 | 0 | 0 | 0.58 | 0.58 | 0 | 0
2143 | 0.11 | 0.11 | 0.05 | 0.05 | 0 | 0 | 1.59 | 1.59 | 0 | 0
2144 | 0.16 | 0.16 | 0.08 | 0.08 | 0 | 0 | 1.55 | 1.55 | 0 | 0
2145 | 0.24 | 0.24 | 0.12 | 0.12 | 0 | 0 | 0.62 | 0.62 | 0 | 0
2146 | 0.33 | 0.33 | 0.16 | 0.16 | 0 | 0 | 0.25 | 0.25 | 0 | 0
2147 | 0.17 | 0.17 | 0.08 | 0.08 | 0 | 0 | 1.16 | 1.16 | 0 | 0
2148 | 0.16 | 0.16 | 0.08 | 0.08 | 0 | 0 | 0.47 | 0.47 | 0 | 0
2149 | 0.23 | 0.23 | 0.11 | 0.11 | 0 | 0 | 0.19 | 0.19 | 0 | 0
2150 | 0.41 | 0.41 | 0.2 | 0.2 | 0 | 0 | 0.08 | 0.08 | 0 | 0
2151 | 0.24 | 0.24 | 0.12 | 0.12 | 0 | 0 | 0.03 | 0.03 | 0 | 0
2152 | 0.26 | 0.26 | 0.12 | 0.12 | 0 | 0 | 0.02 | 0.02 | 0 | 0
2153 | 0.34 | 0.34 | 0.17 | 0.17 | 0 | 0 | 0.01 | 0.01 | 0 | 0
2154 | 0.31 | 0.31 | 0.15 | 0.15 | 0 | 0 | 0.01 | 0.01 | 0 | 0
2155 | 0.6 | 0.6 | 0.29 | 0.29 | 0 | 0 | 0 | 0 | 0 | 0
2156 | 0.6 | 0.6 | 0.29 | 0.29 | 0 | 0 | 0 | 0 | 0 | 0
2157 | 0.24 | 0.24 | 0.12 | 0.12 | 0 | 0 | 1.1 | 1.1 | 9.87 | 9.87
2158 | 0.13 | 0.13 | 0.06 | 0.06 | 0 | 0 | 1.54 | 1.54 | 0 | 0
2159 | 0.09 | 0.09 | 0.04 | 0.04 | 0 | 0 | 1.72 | 1.72 | 0 | 0
2160 | 0.08 | 0.08 | 0.04 | 0.04 | 0 | 0 | 0.69 | 0.69 | 0 | 0
2161 | 0.06 | 0.06 | 0.03 | 0.03 | 0 | 0 | 0.28 | 0.28 | 0 | 0
2162 | 0.07 | 0.07 | 0.03 | 0.03 | 0 | 0 | 0.11 | 0.11 | 0 | 0
2163 | 0.05 | 0.05 | 0.02 | 0.02 | 0 | 0 | 1.22 | 1.22 | 0 | 0
2164 | 0.05 | 0.05 | 0.02 | 0.02 | 0 | 0 | 0.49 | 0.49 | 0 | 0
2165 | 0.05 | 0.05 | 0.02 | 0.02 | 0 | 0 | 0.2 | 0.2 | 0 | 0
2166 | 0.11 | 0.11 | 0.06 | 0.06 | 0 | 0 | 0.08 | 0.08 | 0 | 0
2167 | 0.1 | 0.1 | 0.05 | 0.05 | 0 | 0 | 1.25 | 1.25 | 0 | 0
2168 | 0.1 | 0.1 | 0.05 | 0.05 | 0 | 0 | 1.5 | 1.5 | 0 | 0
2169 | 0.12 | 0.12 | 0.06 | 0.06 | 0 | 0 | 1.46 | 1.46 | 0 | 0
2170 | 0.08 | 0.08 | 0.04 | 0.04 | 0 | 0 | 1.1 | 1.1 | 0 | 0
2171 | 0.14 | 0.14 | 0.07 | 0.07 | 0 | 0 | 0.44 | 0.44 | 0 | 0
2172 | 0.24 | 0.24 | 0.12 | 0.12 | 0 | 0 | 0.18 | 0.18 | 0 | 0
2173 | 0.5 | 0.5 | 0.24 | 0.24 | 0 | 0 | 0.08 | 0.08 | 0 | 0
2174 | 0.22 | 0.22 | 0.11 | 0.11 | 0 | 0 | 0.03 | 0.03 | 0 | 0
2175 | 0.25 | 0.25 | 0.12 | 0.12 | 0 | 0 | 0.02 | 0.02 | 0 | 0
2176 | 0.28 | 0.28 | 0.14 | 0.14 | 0 | 0 | 0.01 | 0.01 | 0 | 0
2177 | 0.34 | 0.34 | 0.17 | 0.17 | 0 | 0 | 0.01 | 0.01 | 0 | 0
2178 | 0.33 | 0.33 | 0.16 | 0.16 | 0.5718 | 0.5718 | 0 | 0 | 0 | 0
2179 | 0.22 | 0.22 | 0.11 | 0.11 | 0 | 0 | 0 | 0 | 0 | 0
2180 | 0.59 | 0.59 | 0.28 | 0.28 | 0 | 0 | 0 | 0 | 0 | 0
2181 | 1.04 | 1.04 | 0.5 | 0.5 | 0 | 0 | 0 | 0 | 0 | 0
2182 | 0.15 | 0.15 | 0.07 | 0.07 | 0 | 0 | 0 | 0 | 0 | 0
2183 | 0.11 | 0.11 | 0.05 | 0.05 | 0 | 0 | 0 | 0 | 0 | 0
2184 | 0.1 | 0.1 | 0.05 | 0.05 | 0 | 0 | 0 | 0 | 0 | 0
2185 | 0.05 | 0.05 | 0.02 | 0.02 | 0 | 0 | 0 | 0 | 0 | 0
2186 | 0.05 | 0.05 | 0.02 | 0.02 | 0 | 0 | 0 | 0 | 0 | 0
2187 | 0.05 | 0.05 | 0.03 | 0.03 | 0 | 0 | 0 | 0 | 0 | 0
2188 | 0.05 | 0.05 | 0.02 | 0.02 | 0 | 0 | 1.23 | 1.23 | 0 | 0
2189 | 0.05 | 0.05 | 0.03 | 0.03 | 0 | 0 | 1.63 | 1.63 | 0 | 0
2190 | 0.13 | 0.13 | 0.06 | 0.06 | 0 | 0 | 0.66 | 0.66 | 0 | 0
2191 | 0.28 | 0.28 | 0.14 | 0.14 | 0 | 0 | 1.21 | 1.21 | 0 | 0
2192 | 0.12 | 0.12 | 0.06 | 0.06 | 0 | 0 | 1.12 | 1.12 | 0 | 0
2193 | 0.12 | 0.12 | 0.06 | 0.06 | 0 | 0 | 0.45 | 0.45 | 0 | 0
2194 | 0.07 | 0.07 | 0.03 | 0.03 | 0 | 0 | 1.31 | 1.31 | 0 | 0
2195 | 0.19 | 0.19 | 0.09 | 0.09 | 0 | 0 | 0.53 | 0.53 | 0 | 0
2196 | 0.08 | 0.08 | 0.04 | 0.04 | 0 | 0 | 0.21 | 0.21 | 0 | 0
2197 | 0.06 | 0.06 | 0.03 | 0.03 | 0 | 0 | 0.09 | 0.09 | 10.24 | 10.24
2198 | 0.05 | 0.05 | 0.02 | 0.02 | 0 | 0 | 0.04 | 0.04 | 0 | 0
2199 | 0.08 | 0.08 | 0.04 | 0.04 | 0 | 0 | 0.02 | 0.02 | 0 | 0
2200 | 0.26 | 0.26 | 0.13 | 0.13 | 0 | 0 | 0.01 | 0.01 | 0 | 0
2201 | 0.29 | 0.29 | 0.14 | 0.14 | 0.8006 | 0.8006 | 0.35 | 0.35 | 0 | 0
2202 | 0.19 | 0.19 | 0.09 | 0.09 | 0 | 0 | 1.13 | 1.13 | 0 | 0
2203 | 0.15 | 0.15 | 0.07 | 0.07 | 0 | 0 | 1.69 | 1.69 | 0 | 0
2204 | 0.15 | 0.15 | 0.07 | 0.07 | 0 | 0 | 2.01 | 2.01 | 0 | 0
2205 | 0.12 | 0.12 | 0.06 | 0.06 | 0 | 0 | 2.14 | 2.14 | 0 | 0
2206 | 0.74 | 0.74 | 0.36 | 0.36 | 0 | 0 | 2.2 | 2.2 | 0 | 0
2207 | 0.49 | 0.49 | 0.24 | 0.24 | 0 | 0 | 2.25 | 2.25 | 0 | 0
2208 | 0.17 | 0.17 | 0.08 | 0.08 | 0 | 0 | 0.9 | 0.9 | 11.88 | 11.88
2209 | 0.06 | 0.06 | 0.03 | 0.03 | 0 | 0 | 0.36 | 0.36 | 0 | 0
2210 | 0.07 | 0.07 | 0.03 | 0.03 | 0 | 0 | 0.15 | 0.15 | 0 | 0
2211 | 0.07 | 0.07 | 0.03 | 0.03 | 0 | 0 | 0.06 | 0.06 | 0 | 0
2212 | 0.06 | 0.06 | 0.03 | 0.03 | 0 | 0 | 1.39 | 1.39 | 0 | 0
2213 | 0.06 | 0.06 | 0.03 | 0.03 | 0 | 0 | 0.56 | 0.56 | 0 | 0
2214 | 0.2 | 0.2 | 0.09 | 0.09 | 0 | 0 | 0.23 | 0.23 | 0 | 0
2215 | 0.16 | 0.16 | 0.08 | 0.08 | 0 | 0 | 1.49 | 1.49 | 0 | 0
2216 | 0.12 | 0.12 | 0.06 | 0.06 | 0 | 0 | 1.74 | 1.74 | 0 | 0
2217 | 0.37 | 0.37 | 0.18 | 0.18 | 0 | 0 | 1.59 | 1.59 | 0 | 0
2218 | 0.14 | 0.14 | 0.07 | 0.07 | 0 | 0 | 1.06 | 1.06 | 0 | 0
2219 | 0.08 | 0.08 | 0.04 | 0.04 | 0 | 0 | 0.52 | 0.52 | 0 | 0
2220 | 0.11 | 0.11 | 0.06 | 0.06 | 0 | 0 | 0.7 | 0.7 | 0 | 0
2221 | 0.19 | 0.19 | 0.09 | 0.09 | 0 | 0 | 0.81 | 0.81 | 0 | 0
2222 | 0.1 | 0.1 | 0.05 | 0.05 | 0 | 0 | 0.74 | 0.74 | 0 | 0
2223 | 0.09 | 0.09 | 0.04 | 0.04 | 0 | 0 | 0.79 | 0.79 | 0 | 0
2224 | 0.21 | 0.21 | 0.1 | 0.1 | 0 | 0 | 0.86 | 0.86 | 0 | 0
2225 | 0.47 | 0.47 | 0.23 | 0.23 | 0 | 0 | 0.95 | 0.95 | 0 | 0
2226 | 0.36 | 0.36 | 0.17 | 0.17 | 0 | 0 | 1.12 | 1.12 | 0 | 0
2227 | 0.26 | 0.26 | 0.13 | 0.13 | 0 | 0 | 0.45 | 0.45 | 0 | 0
2228 | 0.23 | 0.23 | 0.11 | 0.11 | 0 | 0 | 0.18 | 0.18 | 0 | 0
2229 | 0.16 | 0.16 | 0.08 | 0.08 | 0 | 0 | 1.13 | 1.13 | 0 | 0
2230 | 0.15 | 0.15 | 0.07 | 0.07 | 0 | 0 | 1.57 | 1.57 | 0 | 0
2231 | 0.08 | 0.08 | 0.04 | 0.04 | 0 | 0 | 1.79 | 1.79 | 0 | 0
2232 | 0.07 | 0.07 | 0.04 | 0.04 | 0 | 0 | 0.72 | 0.72 | 0 | 0
2233 | 0.08 | 0.08 | 0.04 | 0.04 | 0 | 0 | 0.29 | 0.29 | 0 | 0
2234 | 0.08 | 0.08 | 0.04 | 0.04 | 0.8129 | 0.8129 | 1.47 | 1.47 | 0 | 0
2235 | 0.08 | 0.08 | 0.04 | 0.04 | 0 | 0 | 0.59 | 0.59 | 0 | 0
2236 | 0.08 | 0.08 | 0.04 | 0.04 | 0 | 0 | 0.24 | 0.24 | 0 | 0
2237 | 0.07 | 0.07 | 0.04 | 0.04 | 0 | 0 | 0.1 | 0.1 | 0 | 0
2238 | 0.16 | 0.16 | 0.08 | 0.08 | 0 | 0 | 0.04 | 0.04 | 0 | 0
2239 | 0.37 | 0.37 | 0.18 | 0.18 | 0 | 0 | 1.48 | 1.48 | 0 | 0
2240 | 0.62 | 0.62 | 0.3 | 0.3 | 0 | 0 | 1.61 | 1.61 | 0 | 0
2241 | 0.65 | 0.65 | 0.32 | 0.32 | 0 | 0 | 1.31 | 1.31 | 9.82 | 9.82
2242 | 0.31 | 0.31 | 0.15 | 0.15 | 0 | 0 | 0.54 | 0.54 | 0 | 0
2243 | 0.25 | 0.25 | 0.12 | 0.12 | 0 | 0 | 0.22 | 0.22 | 0 | 0
2244 | 0.58 | 0.58 | 0.28 | 0.28 | 0 | 0 | 0.68 | 0.68 | 0 | 0
2245 | 0.52 | 0.52 | 0.25 | 0.25 | 0 | 0 | 0.27 | 0.27 | 0 | 0
2246 | 0.58 | 0.58 | 0.28 | 0.28 | 0 | 0 | 0.11 | 0.11 | 0 | 0
2247 | 0.27 | 0.27 | 0.13 | 0.13 | 0 | 0 | 0.05 | 0.05 | 0 | 0
2248 | 0.4 | 0.4 | 0.19 | 0.19 | 0 | 0 | 0.02 | 0.02 | 0 | 0
2249 | 0.33 | 0.33 | 0.16 | 0.16 | 0 | 0 | 0.01 | 0.01 | 0 | 0
2250 | 0.28 | 0.28 | 0.14 | 0.14 | 0 | 0 | 0.01 | 0.01 | 0 | 0
2251 | 0.21 | 0.21 | 0.1 | 0.1 | 0 | 0 | 0.01 | 0.01 | 0 | 0
2252 | 0.34 | 0.34 | 0.16 | 0.16 | 0 | 0 | 0 | 0 | 0 | 0
2253 | 0.78 | 0.78 | 0.38 | 0.38 | 0 | 0 | 0 | 0 | 10.01 | 10.01
2254 | 0.49 | 0.49 | 0.24 | 0.24 | 0 | 0 | 0 | 0 | 0 | 0
2255 | 0.15 | 0.15 | 0.07 | 0.07 | 2.1202 | 2.1202 | 0 | 0 | 0 | 0
2256 | 0.09 | 0.09 | 0.04 | 0.04 | 0 | 0 | 0 | 0 | 0 | 0
2257 | 0.09 | 0.09 | 0.04 | 0.04 | 0 | 0 | 0 | 0 | 0 | 0
2258 | 0.1 | 0.1 | 0.05 | 0.05 | 0 | 0 | 0 | 0 | 0 | 0
2259 | 0.09 | 0.09 | 0.04 | 0.04 | 0 | 0 | 0 | 0 | 0 | 0
2260 | 0.08 | 0.08 | 0.04 | 0.04 | 0 | 0 | 0 | 0 | 0 | 0
2261 | 0.09 | 0.09 | 0.05 | 0.05 | 0 | 0 | 0 | 0 | 0 | 0
2262 | 0.08 | 0.08 | 0.04 | 0.04 | 0 | 0 | 0.82 | 0.82 | 0 | 0
2263 | 0.86 | 0.86 | 0.42 | 0.42 | 0 | 0 | 0.88 | 0.88 | 0 | 0
2264 | 0.37 | 0.37 | 0.18 | 0.18 | 0 | 0 | 0.36 | 0.36 | 0 | 0
2265 | 0.12 | 0.12 | 0.06 | 0.06 | 0 | 0 | 0.18 | 0.18 | 0 | 0
2266 | 0.14 | 0.14 | 0.07 | 0.07 | 0 | 0 | 0.08 | 0.08 | 0 | 0
2267 | 0.21 | 0.21 | 0.1 | 0.1 | 0 | 0 | 0.03 | 0.03 | 0 | 0
2268 | 0.14 | 0.14 | 0.07 | 0.07 | 0 | 0 | 0.02 | 0.02 | 0 | 0
2269 | 0.12 | 0.12 | 0.06 | 0.06 | 0 | 0 | 0.01 | 0.01 | 0 | 0
2270 | 0.18 | 0.18 | 0.09 | 0.09 | 0 | 0 | 0.01 | 0.01 | 0 | 0
2271 | 0.36 | 0.36 | 0.18 | 0.18 | 0 | 0 | 0 | 0 | 0 | 0
2272 | 0.52 | 0.52 | 0.25 | 0.25 | 0 | 0 | 0 | 0 | 0 | 0
2273 | 0.44 | 0.44 | 0.21 | 0.21 | 0 | 0 | 0 | 0 | 0 | 0
2274 | 0.3 | 0.3 | 0.15 | 0.15 | 0 | 0 | 0 | 0 | 0 | 0
2275 | 0.25 | 0.25 | 0.12 | 0.12 | 0 | 0 | 0 | 0 | 0 | 0
2276 | 0.3 | 0.3 | 0.15 | 0.15 | 2.7548 | 2.7548 | 0 | 0 | 0 | 0
2277 | 0.35 | 0.35 | 0.17 | 0.17 | 0 | 0 | 0 | 0 | 0 | 0
2278 | 0.2 | 0.2 | 0.1 | 0.1 | 0 | 0 | 0 | 0 | 0 | 0
2279 | 0.14 | 0.14 | 0.07 | 0.07 | 0 | 0 | 0.76 | 0.76 | 0 | 0
2280 | 0.1 | 0.1 | 0.05 | 0.05 | 0 | 0 | 1.28 | 1.28 | 0 | 0
2281 | 0.08 | 0.08 | 0.04 | 0.04 | 0 | 0 | 0.51 | 0.51 | 0 | 0
2282 | 0.09 | 0.09 | 0.04 | 0.04 | 0 | 0 | 0.21 | 0.21 | 0 | 0
2283 | 0.08 | 0.08 | 0.04 | 0.04 | 0 | 0 | 1.32 | 1.32 | 0 | 0
2284 | 0.08 | 0.08 | 0.04 | 0.04 | 0 | 0 | 1.84 | 1.84 | 0 | 0
2285 | 0.08 | 0.08 | 0.04 | 0.04 | 0 | 0 | 2.11 | 2.11 | 0 | 0
2286 | 0.14 | 0.14 | 0.07 | 0.07 | 0 | 0 | 0.85 | 0.85 | 0 | 0
2287 | 0.13 | 0.13 | 0.06 | 0.06 | 0 | 0 | 1.77 | 1.77 | 0 | 0
2288 | 0.48 | 0.48 | 0.23 | 0.23 | 0 | 0 | 1.74 | 1.74 | 0 | 0
2289 | 0.32 | 0.32 | 0.16 | 0.16 | 0 | 0 | 0.7 | 0.7 | 0 | 0
2290 | 0.15 | 0.15 | 0.07 | 0.07 | 0 | 0 | 0.28 | 0.28 | 0 | 0
2291 | 0.28 | 0.28 | 0.14 | 0.14 | 0 | 0 | 0.12 | 0.12 | 0 | 0
2292 | 0.33 | 0.33 | 0.16 | 0.16 | 0 | 0 | 0.05 | 0.05 | 0 | 0
2293 | 0.24 | 0.24 | 0.12 | 0.12 | 0 | 0 | 0.02 | 0.02 | 0 | 0
2294 | 0.41 | 0.41 | 0.2 | 0.2 | 0 | 0 | 0.01 | 0.01 | 10.53 | 10.53
2295 | 0.23 | 0.23 | 0.11 | 0.11 | 0 | 0 | 0.01 | 0.01 | 0 | 0
2296 | 0.27 | 0.27 | 0.13 | 0.13 | 0 | 0 | 0.22 | 0.22 | 0 | 0
2297 | 0.31 | 0.31 | 0.15 | 0.15 | 0 | 0 | 0.09 | 0.09 | 0 | 0
2298 | 0.27 | 0.27 | 0.13 | 0.13 | 0 | 0 | 0.04 | 0.04 | 0 | 0
2299 | 0.24 | 0.24 | 0.11 | 0.11 | 0 | 0 | 0.02 | 0.02 | 0 | 0
2300 | 0.23 | 0.23 | 0.11 | 0.11 | 0 | 0 | 0.01 | 0.01 | 0 | 0
2301 | 0.2 | 0.2 | 0.1 | 0.1 | 0 | 0 | 0.01 | 0.01 | 0 | 0
2302 | 0.21 | 0.21 | 0.1 | 0.1 | 0 | 0 | 0.88 | 0.88 | 0 | 0
2303 | 0.14 | 0.14 | 0.07 | 0.07 | 0 | 0 | 1.27 | 1.27 | 0 | 0
2304 | 0.11 | 0.11 | 0.05 | 0.05 | 0 | 0 | 0.51 | 0.51 | 0 | 0
2305 | 0.09 | 0.09 | 0.04 | 0.04 | 0 | 0 | 0.21 | 0.21 | 0 | 0
2306 | 0.06 | 0.06 | 0.03 | 0.03 | 0 | 0 | 0.09 | 0.09 | 11.41 | 11.41
2307 | 0.07 | 0.07 | 0.03 | 0.03 | 0 | 0 | 1.22 | 1.22 | 0 | 0
2308 | 0.07 | 0.07 | 0.03 | 0.03 | 0 | 0 | 0.49 | 0.49 | 0 | 0
2309 | 0.06 | 0.06 | 0.03 | 0.03 | 0 | 0 | 0.2 | 0.2 | 0 | 0
2310 | 0.08 | 0.08 | 0.04 | 0.04 | 0 | 0 | 1.35 | 1.35 | 0 | 0
2311 | 0.85 | 0.85 | 0.41 | 0.41 | 0 | 0 | 1.51 | 1.51 | 0 | 0
2312 | 0.65 | 0.65 | 0.31 | 0.31 | 0 | 0 | 1.45 | 1.45 | 0 | 0
2313 | 0.35 | 0.35 | 0.17 | 0.17 | 0 | 0 | 1.3 | 1.3 | 0 | 0
2314 | 0.32 | 0.32 | 0.16 | 0.16 | 0 | 0 | 0.91 | 0.91 | 0 | 0
2315 | 0.91 | 0.91 | 0.44 | 0.44 | 0 | 0 | 0.46 | 0.46 | 0 | 0
2316 | 0.52 | 0.52 | 0.25 | 0.25 | 0 | 0 | 0.19 | 0.19 | 0 | 0
2317 | 0.31 | 0.31 | 0.15 | 0.15 | 0 | 0 | 0.08 | 0.08 | 0 | 0
2318 | 0.26 | 0.26 | 0.13 | 0.13 | 0 | 0 | 0.03 | 0.03 | 0 | 0
2319 | 0.48 | 0.48 | 0.23 | 0.23 | 0 | 0 | 0.02 | 0.02 | 0 | 0
2320 | 0.54 | 0.54 | 0.26 | 0.26 | 0 | 0 | 0.01 | 0.01 | 0 | 0
2321 | 0.31 | 0.31 | 0.15 | 0.15 | 0 | 0 | 1.05 | 1.05 | 0 | 0
2322 | 0.35 | 0.35 | 0.17 | 0.17 | 0 | 0 | 1.17 | 1.17 | 0 | 0
2323 | 0.84 | 0.84 | 0.41 | 0.41 | 0 | 0 | 0.47 | 0.47 | 0 | 0
2324 | 0.49 | 0.49 | 0.24 | 0.24 | 0 | 0 | 1.27 | 1.27 | 0 | 0
2325 | 0.2 | 0.2 | 0.1 | 0.1 | 0 | 0 | 1.68 | 1.68 | 0 | 0
2326 | 0.17 | 0.17 | 0.08 | 0.08 | 0 | 0 | 1.94 | 1.94 | 0 | 0
2327 | 0.14 | 0.14 | 0.07 | 0.07 | 0 | 0 | 2.18 | 2.18 | 0 | 0
2328 | 0.09 | 0.09 | 0.04 | 0.04 | 0 | 0 | 0.87 | 0.87 | 0 | 0
2329 | 0.09 | 0.09 | 0.04 | 0.04 | 0 | 0 | 0.35 | 0.35 | 0 | 0
2330 | 0.09 | 0.09 | 0.04 | 0.04 | 0 | 0 | 0.14 | 0.14 | 0 | 0
2331 | 0.08 | 0.08 | 0.04 | 0.04 | 7.009 | 7.009 | 1.52 | 1.52 | 0 | 0
2332 | 0.08 | 0.08 | 0.04 | 0.04 | 0 | 0 | 0.61 | 0.61 | 0 | 0
2333 | 0.07 | 0.07 | 0.04 | 0.04 | 0 | 0 | 0.25 | 0.25 | 0 | 0
2334 | 0.08 | 0.08 | 0.04 | 0.04 | 0 | 0 | 0.1 | 0.1 | 0 | 0
2335 | 0.12 | 0.12 | 0.06 | 0.06 | 0 | 0 | 1.47 | 1.47 | 0 | 0
2336 | 0.14 | 0.14 | 0.07 | 0.07 | 0 | 0 | 1.57 | 1.57 | 0 | 0
2337 | 0.31 | 0.31 | 0.15 | 0.15 | 0 | 0 | 0.63 | 0.63 | 0 | 0
2338 | 0.28 | 0.28 | 0.14 | 0.14 | 0 | 0 | 0.7 | 0.7 | 0 | 0
2339 | 0.2 | 0.2 | 0.1 | 0.1 | 0 | 0 | 0.43 | 0.43 | 0 | 0
2340 | 0.2 | 0.2 | 0.1 | 0.1 | 0 | 0 | 0.17 | 0.17 | 0 | 0
2341 | 0.24 | 0.24 | 0.12 | 0.12 | 0 | 0 | 0.07 | 0.07 | 0 | 0
2342 | 0.29 | 0.29 | 0.14 | 0.14 | 0 | 0 | 0.03 | 0.03 | 0 | 0
2343 | 0.2 | 0.2 | 0.1 | 0.1 | 0 | 0 | 0.02 | 0.02 | 0 | 0
2344 | 0.39 | 0.39 | 0.19 | 0.19 | 0 | 0 | 0.05 | 0.05 | 0 | 0
2345 | 0.33 | 0.33 | 0.16 | 0.16 | 0 | 0 | 0.47 | 0.47 | 0 | 0
2346 | 0.34 | 0.34 | 0.17 | 0.17 | 0 | 0 | 0.19 | 0.19 | 0 | 0
2347 | 0.17 | 0.17 | 0.08 | 0.08 | 0 | 0 | 1.43 | 1.43 | 0 | 0
2348 | 0.46 | 0.46 | 0.22 | 0.22 | 0 | 0 | 0.58 | 0.58 | 0 | 0
2349 | 0.34 | 0.34 | 0.16 | 0.16 | 0 | 0 | 1.63 | 1.63 | 0 | 0
2350 | 0.16 | 0.16 | 0.08 | 0.08 | 0 | 0 | 0.65 | 0.65 | 0 | 0
2351 | 0.13 | 0.13 | 0.06 | 0.06 | 0 | 0 | 1.65 | 1.65 | 0 | 0
2352 | 0.11 | 0.11 | 0.05 | 0.05 | 0 | 0 | 0.66 | 0.66 | 0 | 0
2353 | 0.07 | 0.07 | 0.04 | 0.04 | 0 | 0 | 1.67 | 1.67 | 0 | 0
2354 | 0.08 | 0.08 | 0.04 | 0.04 | 0 | 0 | 2.1 | 2.1 | 0 | 0
2355 | 0.06 | 0.06 | 0.03 | 0.03 | 0 | 0 | 0.84 | 0.84 | 0 | 0
2356 | 0.06 | 0.06 | 0.03 | 0.03 | 0 | 0 | 0.34 | 0.34 | 0 | 0
2357 | 0.06 | 0.06 | 0.03 | 0.03 | 0 | 0 | 0.14 | 0.14 | 0 | 0
2358 | 0.15 | 0.15 | 0.07 | 0.07 | 0 | 0 | 0.06 | 0.06 | 0 | 0
2359 | 0.08 | 0.08 | 0.04 | 0.04 | 0 | 0 | 1.5 | 1.5 | 10.8 | 10.8
2360 | 0.08 | 0.08 | 0.04 | 0.04 | 0 | 0 | 1.65 | 1.65 | 0 | 0
2361 | 0.04 | 0.04 | 0.02 | 0.02 | 0 | 0 | 0.66 | 0.66 | 0 | 0
2362 | 0.06 | 0.06 | 0.03 | 0.03 | 0 | 0 | 0.79 | 0.79 | 0 | 0
2363 | 0.05 | 0.05 | 0.02 | 0.02 | 0 | 0 | 0.51 | 0.51 | 0 | 0
2364 | 0.13 | 0.13 | 0.06 | 0.06 | 0 | 0 | 0.22 | 0.22 | 0 | 0
2365 | 0.27 | 0.27 | 0.13 | 0.13 | 0 | 0 | 0.09 | 0.09 | 0 | 0
2366 | 0.12 | 0.12 | 0.06 | 0.06 | 0 | 0 | 0.04 | 0.04 | 0 | 0
2367 | 0.07 | 0.07 | 0.03 | 0.03 | 0 | 0 | 0.02 | 0.02 | 0 | 0
2368 | 0.13 | 0.13 | 0.06 | 0.06 | 0 | 0 | 0.01 | 0.01 | 0 | 0
2369 | 0.18 | 0.18 | 0.09 | 0.09 | 0 | 0 | 0.01 | 0.01 | 0 | 0
2370 | 0.31 | 0.31 | 0.15 | 0.15 | 0.5769 | 0.5769 | 1.14 | 1.14 | 0 | 0
2371 | 0.32 | 0.32 | 0.15 | 0.15 | 0 | 0 | 1.75 | 1.75 | 0 | 0
2372 | 0.3 | 0.3 | 0.14 | 0.14 | 0 | 0 | 2.04 | 2.04 | 0 | 0
2373 | 0.59 | 0.59 | 0.29 | 0.29 | 0 | 0 | 2.19 | 2.19 | 0 | 0
2374 | 0.38 | 0.38 | 0.19 | 0.19 | 0 | 0 | 2.28 | 2.28 | 0 | 0
2375 | 0.12 | 0.12 | 0.06 | 0.06 | 0 | 0 | 0.91 | 0.91 | 0 | 0
2376 | 0.08 | 0.08 | 0.04 | 0.04 | 0 | 0 | 0.37 | 0.37 | 0 | 0
2377 | 0.07 | 0.07 | 0.04 | 0.04 | 0 | 0 | 1.61 | 1.61 | 0 | 0
2378 | 0.09 | 0.09 | 0.04 | 0.04 | 0 | 0 | 0.65 | 0.65 | 0 | 0
2379 | 0.07 | 0.07 | 0.03 | 0.03 | 0 | 0 | 1.68 | 1.68 | 0 | 0
2380 | 0.07 | 0.07 | 0.03 | 0.03 | 0 | 0 | 0.67 | 0.67 | 0 | 0
2381 | 0.08 | 0.08 | 0.04 | 0.04 | 0 | 0 | 0.27 | 0.27 | 0 | 0
2382 | 0.17 | 0.17 | 0.08 | 0.08 | 0 | 0 | 1.19 | 1.19 | 0 | 0
2383 | 0.18 | 0.18 | 0.09 | 0.09 | 0 | 0 | 1.74 | 1.74 | 0 | 0
2384 | 0.54 | 0.54 | 0.26 | 0.26 | 0 | 0 | 1.88 | 1.88 | 0 | 0
2385 | 0.33 | 0.33 | 0.16 | 0.16 | 0 | 0 | 1.81 | 1.81 | 0 | 0
2386 | 0.1 | 0.1 | 0.05 | 0.05 | 0 | 0 | 1.61 | 1.61 | 0 | 0
2387 | 0.06 | 0.06 | 0.03 | 0.03 | 0 | 0 | 1.43 | 1.43 | 0 | 0
2388 | 0.06 | 0.06 | 0.03 | 0.03 | 0 | 0 | 1.24 | 1.24 | 0 | 0
2389 | 0.05 | 0.05 | 0.02 | 0.02 | 0 | 0 | 1.08 | 1.08 | 0 | 0
2390 | 0.08 | 0.08 | 0.04 | 0.04 | 0.5685 | 0.5685 | 1.03 | 1.03 | 0 | 0
2391 | 0.07 | 0.07 | 0.03 | 0.03 | 0 | 0 | 1.06 | 1.06 | 0 | 0
2392 | 0.1 | 0.1 | 0.05 | 0.05 | 0 | 0 | 1.21 | 1.21 | 0 | 0
2393 | 0.38 | 0.38 | 0.18 | 0.18 | 0 | 0 | 1.44 | 1.44 | 0 | 0
2394 | 0.33 | 0.33 | 0.16 | 0.16 | 0 | 0 | 1.68 | 1.68 | 0 | 0
2395 | 0.23 | 0.23 | 0.11 | 0.11 | 0 | 0 | 1.89 | 1.89 | 0 | 0
2396 | 0.3 | 0.3 | 0.15 | 0.15 | 0 | 0 | 2.03 | 2.03 | 0 | 0
2397 | 0.61 | 0.61 | 0.3 | 0.3 | 0 | 0 | 2.13 | 2.13 | 0 | 0
2398 | 0.28 | 0.28 | 0.14 | 0.14 | 9.9 | 9.9 | 2.19 | 2.19 | 0 | 0
2399 | 0.11 | 0.11 | 0.05 | 0.05 | 0.7933 | 0.7933 | 2.26 | 2.26 | 0 | 0
2400 | 0.08 | 0.08 | 0.04 | 0.04 | 0 | 0 | 2.3 | 2.3 | 0 | 0
2401 | 0.08 | 0.08 | 0.04 | 0.04 | 0 | 0 | 0.92 | 0.92 | 0 | 0
2402 | 0.08 | 0.08 | 0.04 | 0.04 | 0 | 0 | 0.37 | 0.37 | 0 | 0
2403 | 0.09 | 0.09 | 0.04 | 0.04 | 0 | 0 | 1.58 | 1.58 | 0 | 0
2404 | 0.07 | 0.07 | 0.04 | 0.04 | 0 | 0 | 0.63 | 0.63 | 0 | 0
2405 | 0.1 | 0.1 | 0.05 | 0.05 | 0 | 0 | 0.26 | 0.26 | 0 | 0
2406 | 0.13 | 0.13 | 0.06 | 0.06 | 0 | 0 | 1.51 | 1.51 | 0 | 0
2407 | 0.09 | 0.09 | 0.04 | 0.04 | 0 | 0 | 1.85 | 1.85 | 0 | 0
2408 | 0.07 | 0.07 | 0.04 | 0.04 | 0 | 0 | 1.89 | 1.89 | 10.78 | 10.78
2409 | 0.1 | 0.1 | 0.05 | 0.05 | 0 | 0 | 1.74 | 1.74 | 0 | 0
2410 | 0.05 | 0.05 | 0.02 | 0.02 | 0 | 0 | 1.37 | 1.37 | 0 | 0
2411 | 0.06 | 0.06 | 0.03 | 0.03 | 0 | 0 | 0.94 | 0.94 | 0 | 0
2412 | 0.05 | 0.05 | 0.03 | 0.03 | 0 | 0 | 0.64 | 0.64 | 0 | 0
2413 | 0.15 | 0.15 | 0.07 | 0.07 | 0 | 0 | 0.37 | 0.37 | 0 | 0
2414 | 0.1 | 0.1 | 0.05 | 0.05 | 0 | 0 | 0.18 | 0.18 | 0 | 0
2415 | 0.07 | 0.07 | 0.04 | 0.04 | 0 | 0 | 0.28 | 0.28 | 0 | 0
2416 | 0.14 | 0.14 | 0.07 | 0.07 | 0 | 0 | 0.6 | 0.6 | 0 | 0
2417 | 0.22 | 0.22 | 0.11 | 0.11 | 0 | 0 | 0.96 | 0.96 | 0 | 0
2418 | 0.42 | 0.42 | 0.2 | 0.2 | 0 | 0 | 1.25 | 1.25 | 0 | 0
2419 | 0.39 | 0.39 | 0.19 | 0.19 | 0 | 0 | 0.5 | 0.5 | 0 | 0
2420 | 0.21 | 0.21 | 0.1 | 0.1 | 0 | 0 | 0.2 | 0.2 | 0 | 0
2421 | 0.15 | 0.15 | 0.07 | 0.07 | 9.9 | 9.9 | 1.25 | 1.25 | 0 | 0
2422 | 0.12 | 0.12 | 0.06 | 0.06 | 1.6454 | 1.6454 | 0.5 | 0.5 | 0 | 0
2423 | 0.07 | 0.07 | 0.04 | 0.04 | 0 | 0 | 1.46 | 1.46 | 0 | 0
2424 | 0.06 | 0.06 | 0.03 | 0.03 | 0 | 0 | 0.59 | 0.59 | 0 | 0
2425 | 0.04 | 0.04 | 0.02 | 0.02 | 0 | 0 | 0.24 | 0.24 | 0 | 0
2426 | 0.05 | 0.05 | 0.02 | 0.02 | 0 | 0 | 0.1 | 0.1 | 0 | 0
2427 | 0.2 | 0.2 | 0.1 | 0.1 | 0 | 0 | 1.59 | 1.59 | 0 | 0
2428 | 0.92 | 0.92 | 0.45 | 0.45 | 0 | 0 | 0.64 | 0.64 | 0 | 0
2429 | 0.3 | 0.3 | 0.14 | 0.14 | 0 | 0 | 1.9 | 1.9 | 0 | 0
2430 | 0.15 | 0.15 | 0.07 | 0.07 | 0 | 0 | 2.4 | 2.4 | 0 | 0
2431 | 0.1 | 0.1 | 0.05 | 0.05 | 0 | 0 | 0.96 | 0.96 | 0 | 0
2432 | 0.06 | 0.06 | 0.03 | 0.03 | 0 | 0 | 1.94 | 1.94 | 0 | 0
2433 | 0.41 | 0.41 | 0.2 | 0.2 | 0 | 0 | 1.52 | 1.52 | 11.67 | 11.67
2434 | 0.18 | 0.18 | 0.09 | 0.09 | 0 | 0 | 0.61 | 0.61 | 0 | 0
2435 | 0.12 | 0.12 | 0.06 | 0.06 | 0 | 0 | 0.25 | 0.25 | 0 | 0
2436 | 0.08 | 0.08 | 0.04 | 0.04 | 0 | 0 | 0.1 | 0.1 | 0 | 0
2437 | 0.11 | 0.11 | 0.05 | 0.05 | 0 | 0 | 0.04 | 0.04 | 0 | 0
2438 | 0.17 | 0.17 | 0.08 | 0.08 | 0 | 0 | 0.02 | 0.02 | 0 | 0
2439 | 0.26 | 0.26 | 0.13 | 0.13 | 0 | 0 | 0.01 | 0.01 | 0 | 0
2440 | 0.21 | 0.21 | 0.1 | 0.1 | 0 | 0 | 0.01 | 0.01 | 0 | 0
2441 | 0.22 | 0.22 | 0.11 | 0.11 | 0 | 0 | 0 | 0 | 0 | 0
2442 | 0.18 | 0.18 | 0.09 | 0.09 | 0 | 0 | 0.41 | 0.41 | 0 | 0
2443 | 0.23 | 0.23 | 0.11 | 0.11 | 0 | 0 | 1 | 1 | 0 | 0
2444 | 0.15 | 0.15 | 0.07 | 0.07 | 0 | 0 | 1.35 | 1.35 | 0 | 0
2445 | 0.08 | 0.08 | 0.04 | 0.04 | 0 | 0 | 0.54 | 0.54 | 0 | 0
2446 | 0.05 | 0.05 | 0.03 | 0.03 | 0 | 0 | 1.33 | 1.33 | 0 | 0
2447 | 0.07 | 0.07 | 0.03 | 0.03 | 0 | 0 | 1.73 | 1.73 | 0 | 0
2448 | 0.07 | 0.07 | 0.04 | 0.04 | 0 | 0 | 2.04 | 2.04 | 0 | 0
2449 | 0.08 | 0.08 | 0.04 | 0.04 | 0 | 0 | 2.25 | 2.25 | 0 | 0
2450 | 0.08 | 0.08 | 0.04 | 0.04 | 0 | 0 | 0.9 | 0.9 | 0 | 0
2451 | 0.05 | 0.05 | 0.02 | 0.02 | 0 | 0 | 1.95 | 1.95 | 0 | 0
2452 | 0.05 | 0.05 | 0.02 | 0.02 | 0 | 0 | 2.41 | 2.41 | 0 | 0
2453 | 0.05 | 0.05 | 0.02 | 0.02 | 0 | 0 | 0.97 | 0.97 | 0 | 0
2454 | 0.09 | 0.09 | 0.04 | 0.04 | 0 | 0 | 0.39 | 0.39 | 0 | 0
2455 | 0.27 | 0.27 | 0.13 | 0.13 | 0 | 0 | 0.16 | 0.16 | 0 | 0
2456 | 0.4 | 0.4 | 0.19 | 0.19 | 0 | 0 | 1.44 | 1.44 | 0 | 0
2457 | 0.17 | 0.17 | 0.08 | 0.08 | 0 | 0 | 1.21 | 1.21 | 0 | 0
2458 | 0.24 | 0.24 | 0.12 | 0.12 | 0 | 0 | 0.58 | 0.58 | 0 | 0
2459 | 0.18 | 0.18 | 0.09 | 0.09 | 0 | 0 | 0.24 | 0.24 | 0 | 0
2460 | 0.4 | 0.4 | 0.19 | 0.19 | 0 | 0 | 0.1 | 0.1 | 0 | 0
2461 | 0.53 | 0.53 | 0.26 | 0.26 | 0 | 0 | 0.04 | 0.04 | 0 | 0
2462 | 0.26 | 0.26 | 0.13 | 0.13 | 0 | 0 | 0.02 | 0.02 | 0 | 0
2463 | 0.34 | 0.34 | 0.17 | 0.17 | 0 | 0 | 0.01 | 0.01 | 0 | 0
2464 | 0.35 | 0.35 | 0.17 | 0.17 | 0 | 0 | 0.01 | 0.01 | 0 | 0
2465 | 0.23 | 0.23 | 0.11 | 0.11 | 0 | 0 | 0 | 0 | 0 | 0
2466 | 0.23 | 0.23 | 0.11 | 0.11 | 0 | 0 | 0.91 | 0.91 | 0 | 0
2467 | 0.26 | 0.26 | 0.12 | 0.12 | 1.7715 | 1.7715 | 1.18 | 1.18 | 0 | 0
2468 | 0.21 | 0.21 | 0.1 | 0.1 | 0 | 0 | 1.4 | 1.4 | 0 | 0
2469 | 0.18 | 0.18 | 0.09 | 0.09 | 0 | 0 | 1.6 | 1.6 | 0 | 0
2470 | 0.13 | 0.13 | 0.06 | 0.06 | 0 | 0 | 1.78 | 1.78 | 0 | 0
2471 | 0.15 | 0.15 | 0.07 | 0.07 | 0 | 0 | 1.88 | 1.88 | 0 | 0
2472 | 0.14 | 0.14 | 0.07 | 0.07 | 0 | 0 | 0.75 | 0.75 | 0 | 0
2473 | 0.08 | 0.08 | 0.04 | 0.04 | 0 | 0 | 0.3 | 0.3 | 0 | 0
2474 | 0.1 | 0.1 | 0.05 | 0.05 | 0 | 0 | 0.12 | 0.12 | 0 | 0
2475 | 0.08 | 0.08 | 0.04 | 0.04 | 0 | 0 | 0.05 | 0.05 | 0 | 0
2476 | 0.08 | 0.08 | 0.04 | 0.04 | 0 | 0 | 0.02 | 0.02 | 0 | 0
2477 | 0.07 | 0.07 | 0.03 | 0.03 | 0 | 0 | 0.01 | 0.01 | 0 | 0
2478 | 0.08 | 0.08 | 0.04 | 0.04 | 0 | 0 | 1.32 | 1.32 | 0 | 0
2479 | 0.42 | 0.42 | 0.2 | 0.2 | 0 | 0 | 1.46 | 1.46 | 10.15 | 10.15
2480 | 0.76 | 0.76 | 0.37 | 0.37 | 0 | 0 | 1.36 | 1.36 | 0 | 0
2481 | 0.52 | 0.52 | 0.25 | 0.25 | 0 | 0 | 1.22 | 1.22 | 0 | 0
2482 | 0.27 | 0.27 | 0.13 | 0.13 | 0 | 0 | 0.75 | 0.75 | 0 | 0
2483 | 0.71 | 0.71 | 0.34 | 0.34 | 0 | 0 | 0.3 | 0.3 | 0 | 0
2484 | 0.73 | 0.73 | 0.35 | 0.35 | 0 | 0 | 1.02 | 1.02 | 0 | 0
2485 | 0.42 | 0.42 | 0.2 | 0.2 | 0 | 0 | 0.41 | 0.41 | 0 | 0
2486 | 0.35 | 0.35 | 0.17 | 0.17 | 0 | 0 | 0.17 | 0.17 | 0 | 0
2487 | 0.35 | 0.35 | 0.17 | 0.17 | 0 | 0 | 0.07 | 0.07 | 0 | 0
2488 | 0.28 | 0.28 | 0.13 | 0.13 | 0 | 0 | 0.03 | 0.03 | 0 | 0
2489 | 0.3 | 0.3 | 0.15 | 0.15 | 0 | 0 | 0.02 | 0.02 | 0 | 0
2490 | 0.29 | 0.29 | 0.14 | 0.14 | 0 | 0 | 0.01 | 0.01 | 0 | 0
2491 | 0.21 | 0.21 | 0.1 | 0.1 | 0 | 0 | 1.25 | 1.25 | 0 | 0
2492 | 0.17 | 0.17 | 0.08 | 0.08 | 0 | 0 | 1.76 | 1.76 | 0 | 0
2493 | 0.16 | 0.16 | 0.08 | 0.08 | 0 | 0 | 1.99 | 1.99 | 0 | 0
2494 | 0.1 | 0.1 | 0.05 | 0.05 | 0 | 0 | 2.1 | 2.1 | 0 | 0
2495 | 0.09 | 0.09 | 0.05 | 0.05 | 0 | 0 | 2.18 | 2.18 | 0 | 0
2496 | 0.07 | 0.07 | 0.04 | 0.04 | 0.8181 | 0.8181 | 2.23 | 2.23 | 0 | 0
2497 | 0.08 | 0.08 | 0.04 | 0.04 | 0 | 0 | 0.89 | 0.89 | 0 | 0
2498 | 0.07 | 0.07 | 0.03 | 0.03 | 0 | 0 | 1.75 | 1.75 | 0 | 0
2499 | 0.07 | 0.07 | 0.03 | 0.03 | 0 | 0 | 0.7 | 0.7 | 0 | 0
2500 | 0.06 | 0.06 | 0.03 | 0.03 | 0 | 0 | 0.28 | 0.28 | 0 | 0
2501 | 0.12 | 0.12 | 0.06 | 0.06 | 0 | 0 | 0.12 | 0.12 | 0 | 0
2502 | 0.1 | 0.1 | 0.05 | 0.05 | 0 | 0 | 0.05 | 0.05 | 0 | 0
2503 | 0.09 | 0.09 | 0.04 | 0.04 | 0 | 0 | 1.4 | 1.4 | 0 | 0
2504 | 0.16 | 0.16 | 0.08 | 0.08 | 0 | 0 | 1.46 | 1.46 | 0 | 0
2505 | 0.63 | 0.63 | 0.3 | 0.3 | 0 | 0 | 1.17 | 1.17 | 0 | 0
2506 | 0.32 | 0.32 | 0.16 | 0.16 | 0 | 0 | 0.47 | 0.47 | 0 | 0
2507 | 0.15 | 0.15 | 0.07 | 0.07 | 0 | 0 | 0.19 | 0.19 | 0 | 0
2508 | 0.13 | 0.13 | 0.06 | 0.06 | 0 | 0 | 0.08 | 0.08 | 0 | 0
2509 | 0.18 | 0.18 | 0.08 | 0.08 | 0 | 0 | 0.03 | 0.03 | 0 | 0
2510 | 0.17 | 0.17 | 0.08 | 0.08 | 0 | 0 | 1.29 | 1.29 | 0 | 0
2511 | 0.2 | 0.2 | 0.09 | 0.09 | 0 | 0 | 0.52 | 0.52 | 0 | 0
2512 | 0.24 | 0.24 | 0.12 | 0.12 | 0 | 0 | 0.36 | 0.36 | 0 | 0
2513 | 0.11 | 0.11 | 0.05 | 0.05 | 0 | 0 | 0.15 | 0.15 | 0 | 0
2514 | 0.26 | 0.26 | 0.13 | 0.13 | 0 | 0 | 0.06 | 0.06 | 0 | 0
2515 | 0.31 | 0.31 | 0.15 | 0.15 | 0 | 0 | 1.18 | 1.18 | 0 | 0
2516 | 0.27 | 0.27 | 0.13 | 0.13 | 4.2435 | 4.2435 | 0.48 | 0.48 | 0 | 0
2517 | 0.23 | 0.23 | 0.11 | 0.11 | 0 | 0 | 0.19 | 0.19 | 0 | 0
2518 | 0.21 | 0.21 | 0.1 | 0.1 | 0 | 0 | 1.4 | 1.4 | 10.64 | 10.64
2519 | 0.11 | 0.11 | 0.05 | 0.05 | 0 | 0 | 1.92 | 1.92 | 0 | 0
2520 | 0.09 | 0.09 | 0.05 | 0.05 | 0 | 0 | 0.77 | 0.77 | 0 | 0
2521 | 0.08 | 0.08 | 0.04 | 0.04 | 0 | 0 | 0.31 | 0.31 | 0 | 0
2522 | 0.09 | 0.09 | 0.04 | 0.04 | 0 | 0 | 1.61 | 1.61 | 0 | 0
2523 | 0.07 | 0.07 | 0.04 | 0.04 | 0 | 0 | 0.65 | 0.65 | 0 | 0
2524 | 0.09 | 0.09 | 0.04 | 0.04 | 0 | 0 | 0.26 | 0.26 | 0 | 0
2525 | 0.16 | 0.16 | 0.08 | 0.08 | 0 | 0 | 1.58 | 1.58 | 0 | 0
2526 | 0.13 | 0.13 | 0.06 | 0.06 | 0 | 0 | 0.63 | 0.63 | 0 | 0
2527 | 0.15 | 0.15 | 0.07 | 0.07 | 0 | 0 | 1.71 | 1.71 | 0 | 0
2528 | 0.19 | 0.19 | 0.09 | 0.09 | 0 | 0 | 1.93 | 1.93 | 0 | 0
2529 | 0.1 | 0.1 | 0.05 | 0.05 | 0 | 0 | 1.8 | 1.8 | 0 | 0
2530 | 0.07 | 0.07 | 0.03 | 0.03 | 0 | 0 | 1.35 | 1.35 | 0 | 0
2531 | 0.08 | 0.08 | 0.04 | 0.04 | 0 | 0 | 0.81 | 0.81 | 0 | 0
2532 | 0.09 | 0.09 | 0.04 | 0.04 | 0 | 0 | 0.33 | 0.33 | 0 | 0
2533 | 0.14 | 0.14 | 0.07 | 0.07 | 0 | 0 | 0.13 | 0.13 | 0 | 0
2534 | 0.15 | 0.15 | 0.07 | 0.07 | 0 | 0 | 1.21 | 1.21 | 0 | 0
2535 | 0.28 | 0.28 | 0.13 | 0.13 | 0 | 0 | 0.49 | 0.49 | 0 | 0
2536 | 0.28 | 0.28 | 0.14 | 0.14 | 0 | 0 | 0.2 | 0.2 | 0 | 0
2537 | 0.17 | 0.17 | 0.08 | 0.08 | 0 | 0 | 0.08 | 0.08 | 0 | 0
2538 | 0.44 | 0.44 | 0.21 | 0.21 | 0 | 0 | 1.14 | 1.14 | 0 | 0
2539 | 0.28 | 0.28 | 0.14 | 0.14 | 0 | 0 | 1.5 | 1.5 | 0 | 0
2540 | 0.24 | 0.24 | 0.11 | 0.11 | 0 | 0 | 1.71 | 1.71 | 0 | 0
2541 | 0.25 | 0.25 | 0.12 | 0.12 | 2.2796 | 2.2796 | 1.86 | 1.86 | 0 | 0
2542 | 0.17 | 0.17 | 0.08 | 0.08 | 0 | 0 | 0.75 | 0.75 | 0 | 0
2543 | 0.13 | 0.13 | 0.06 | 0.06 | 0 | 0 | 1.58 | 1.58 | 0 | 0
2544 | 0.12 | 0.12 | 0.06 | 0.06 | 0 | 0 | 1.92 | 1.92 | 0 | 0
2545 | 0.1 | 0.1 | 0.05 | 0.05 | 0 | 0 | 2.03 | 2.03 | 0 | 0
2546 | 0.06 | 0.06 | 0.03 | 0.03 | 0 | 0 | 0.82 | 0.82 | 0 | 0
2547 | 0.07 | 0.07 | 0.03 | 0.03 | 0 | 0 | 0.33 | 0.33 | 0 | 0
2548 | 0.06 | 0.06 | 0.03 | 0.03 | 0 | 0 | 0.13 | 0.13 | 0 | 0
2549 | 0.12 | 0.12 | 0.06 | 0.06 | 0 | 0 | 1.47 | 1.47 | 0 | 0
2550 | 0.15 | 0.15 | 0.07 | 0.07 | 0 | 0 | 2.04 | 2.04 | 0 | 0
2551 | 0.08 | 0.08 | 0.04 | 0.04 | 0 | 0 | 2.11 | 2.11 | 0 | 0
2552 | 0.09 | 0.09 | 0.05 | 0.05 | 0 | 0 | 1.9 | 1.9 | 0 | 0
2553 | 0.15 | 0.15 | 0.07 | 0.07 | 0 | 0 | 1.54 | 1.54 | 0 | 0
2554 | 0.27 | 0.27 | 0.13 | 0.13 | 0 | 0 | 0.62 | 0.62 | 0 | 0
2555 | 0.17 | 0.17 | 0.08 | 0.08 | 0 | 0 | 1.28 | 1.28 | 0 | 0
2556 | 0.14 | 0.14 | 0.07 | 0.07 | 0 | 0 | 0.52 | 0.52 | 0 | 0
2557 | 0.19 | 0.19 | 0.09 | 0.09 | 0 | 0 | 0.21 | 0.21 | 0 | 0
2558 | 0.3 | 0.3 | 0.14 | 0.14 | 0 | 0 | 0.09 | 0.09 | 0 | 0
2559 | 0.25 | 0.25 | 0.12 | 0.12 | 0 | 0 | 0.04 | 0.04 | 11.12 | 11.12
2560 | 0.28 | 0.28 | 0.14 | 0.14 | 0 | 0 | 0.02 | 0.02 | 0 | 0
2561 | 0.23 | 0.23 | 0.11 | 0.11 | 0 | 0 | 0.01 | 0.01 | 0 | 0
2562 | 0.22 | 0.22 | 0.1 | 0.1 | 0 | 0 | 0.63 | 0.63 | 0 | 0
2563 | 0.36 | 0.36 | 0.17 | 0.17 | 0 | 0 | 0.99 | 0.99 | 0 | 0
2564 | 0.48 | 0.48 | 0.23 | 0.23 | 0 | 0 | 1.3 | 1.3 | 0 | 0
2565 | 0.69 | 0.69 | 0.34 | 0.34 | 0 | 0 | 0.52 | 0.52 | 0 | 0
2566 | 0.29 | 0.29 | 0.14 | 0.14 | 0 | 0 | 1.3 | 1.3 | 0 | 0
2567 | 0.08 | 0.08 | 0.04 | 0.04 | 0 | 0 | 1.64 | 1.64 | 0 | 0
2568 | 0.09 | 0.09 | 0.04 | 0.04 | 0 | 0 | 1.82 | 1.82 | 0 | 0
2569 | 0.07 | 0.07 | 0.03 | 0.03 | 0 | 0 | 0.73 | 0.73 | 0 | 0
2570 | 0.09 | 0.09 | 0.04 | 0.04 | 0 | 0 | 1.53 | 1.53 | 0 | 0
2571 | 0.07 | 0.07 | 0.03 | 0.03 | 0 | 0 | 0.62 | 0.62 | 0 | 0
2572 | 0.09 | 0.09 | 0.04 | 0.04 | 0 | 0 | 1.65 | 1.65 | 0 | 0
2573 | 0.12 | 0.12 | 0.06 | 0.06 | 0 | 0 | 0.66 | 0.66 | 0 | 0
2574 | 0.07 | 0.07 | 0.03 | 0.03 | 0 | 0 | 1.6 | 1.6 | 9.78 | 9.78
2575 | 0.09 | 0.09 | 0.04 | 0.04 | 0 | 0 | 0.64 | 0.64 | 0 | 0
2576 | 0.33 | 0.33 | 0.16 | 0.16 | 0 | 0 | 1.5 | 1.5 | 0 | 0
2577 | 0.16 | 0.16 | 0.08 | 0.08 | 0 | 0 | 0.97 | 0.97 | 0 | 0
2578 | 0.12 | 0.12 | 0.06 | 0.06 | 0 | 0 | 0.39 | 0.39 | 0 | 0
2579 | 0.14 | 0.14 | 0.07 | 0.07 | 0 | 0 | 0.16 | 0.16 | 0 | 0
2580 | 0.13 | 0.13 | 0.07 | 0.07 | 0 | 0 | 0.07 | 0.07 | 0 | 0
2581 | 0.18 | 0.18 | 0.09 | 0.09 | 0 | 0 | 0.03 | 0.03 | 0 | 0
2582 | 0.31 | 0.31 | 0.15 | 0.15 | 0 | 0 | 0.01 | 0.01 | 0 | 0
2583 | 0.39 | 0.39 | 0.19 | 0.19 | 0 | 0 | 1.24 | 1.24 | 0 | 0
2584 | 0.28 | 0.28 | 0.14 | 0.14 | 0 | 0 | 0.5 | 0.5 | 0 | 0
2585 | 0.18 | 0.18 | 0.09 | 0.09 | 0 | 0 | 0.2 | 0.2 | 0 | 0
2586 | 0.36 | 0.36 | 0.18 | 0.18 | 0 | 0 | 1.11 | 1.11 | 0 | 0
2587 | 0.31 | 0.31 | 0.15 | 0.15 | 0 | 0 | 1.73 | 1.73 | 0 | 0
2588 | 0.58 | 0.58 | 0.28 | 0.28 | 0 | 0 | 2.04 | 2.04 | 0 | 0
2589 | 1.15 | 1.15 | 0.56 | 0.56 | 0 | 0 | 2.21 | 2.21 | 0 | 0
2590 | 0.17 | 0.17 | 0.08 | 0.08 | 0 | 0 | 0.89 | 0.89 | 0 | 0
2591 | 0.09 | 0.09 | 0.04 | 0.04 | 0 | 0 | 1.81 | 1.81 | 0 | 0
2592 | 0.07 | 0.07 | 0.04 | 0.04 | 0 | 0 | 0.73 | 0.73 | 0 | 0
2593 | 0.08 | 0.08 | 0.04 | 0.04 | 0 | 0 | 0.29 | 0.29 | 0 | 0
2594 | 0.08 | 0.08 | 0.04 | 0.04 | 0 | 0 | 0.12 | 0.12 | 0 | 0
2595 | 0.07 | 0.07 | 0.03 | 0.03 | 0 | 0 | 0.05 | 0.05 | 0 | 0
2596 | 0.06 | 0.06 | 0.03 | 0.03 | 0 | 0 | 0.02 | 0.02 | 0 | 0
2597 | 0.15 | 0.15 | 0.07 | 0.07 | 0 | 0 | 0.01 | 0.01 | 0 | 0
2598 | 0.07 | 0.07 | 0.04 | 0.04 | 0 | 0 | 0.01 | 0.01 | 0 | 0
2599 | 0.12 | 0.12 | 0.06 | 0.06 | 0 | 0 | 1.38 | 1.38 | 0 | 0
2600 | 0.2 | 0.2 | 0.09 | 0.09 | 0 | 0 | 0.56 | 0.56 | 0 | 0
2601 | 0.28 | 0.28 | 0.14 | 0.14 | 0 | 0 | 1.6 | 1.6 | 0 | 0
2602 | 0.21 | 0.21 | 0.1 | 0.1 | 0 | 0 | 0.64 | 0.64 | 0 | 0
2603 | 0.17 | 0.17 | 0.08 | 0.08 | 0 | 0 | 0.26 | 0.26 | 0 | 0
2604 | 0.13 | 0.13 | 0.06 | 0.06 | 0 | 0 | 0.11 | 0.11 | 0 | 0
2605 | 0.19 | 0.19 | 0.09 | 0.09 | 0 | 0 | 1.33 | 1.33 | 0 | 0
2606 | 0.18 | 0.18 | 0.09 | 0.09 | 0 | 0 | 0.54 | 0.54 | 0 | 0
2607 | 0.24 | 0.24 | 0.12 | 0.12 | 0 | 0 | 1.41 | 1.41 | 0 | 0
2608 | 0.36 | 0.36 | 0.17 | 0.17 | 0 | 0 | 1.26 | 1.26 | 0 | 0
2609 | 0.35 | 0.35 | 0.17 | 0.17 | 0 | 0 | 1.34 | 1.34 | 0 | 0
2610 | 0.25 | 0.25 | 0.12 | 0.12 | 0 | 0 | 1.49 | 1.49 | 0 | 0
2611 | 0.23 | 0.23 | 0.11 | 0.11 | 0 | 0 | 1.74 | 1.74 | 0 | 0
2612 | 0.34 | 0.34 | 0.17 | 0.17 | 0 | 0 | 0.7 | 0.7 | 0 | 0
2613 | 0.19 | 0.19 | 0.09 | 0.09 | 0 | 0 | 1.48 | 1.48 | 0 | 0
2614 | 0.1 | 0.1 | 0.05 | 0.05 | 0 | 0 | 1.8 | 1.8 | 0 | 0
2615 | 0.08 | 0.08 | 0.04 | 0.04 | 0 | 0 | 1.94 | 1.94 | 0 | 0
2616 | 0.07 | 0.07 | 0.04 | 0.04 | 0 | 0 | 2.01 | 2.01 | 0 | 0
2617 | 0.08 | 0.08 | 0.04 | 0.04 | 0 | 0 | 0.81 | 0.81 | 0 | 0
2618 | 0.08 | 0.08 | 0.04 | 0.04 | 0 | 0 | 1.65 | 1.65 | 0 | 0
2619 | 0.08 | 0.08 | 0.04 | 0.04 | 0 | 0 | 0.66 | 0.66 | 0 | 0
2620 | 0.06 | 0.06 | 0.03 | 0.03 | 0 | 0 | 1.62 | 1.62 | 0 | 0
2621 | 0.07 | 0.07 | 0.03 | 0.03 | 0 | 0 | 0.65 | 0.65 | 0 | 0
2622 | 0.08 | 0.08 | 0.04 | 0.04 | 0 | 0 | 1.66 | 1.66 | 10.28 | 10.28
2623 | 0.16 | 0.16 | 0.08 | 0.08 | 0 | 0 | 1.9 | 1.9 | 0 | 0
2624 | 0.3 | 0.3 | 0.15 | 0.15 | 0 | 0 | 1.81 | 1.81 | 0 | 0
2625 | 0.33 | 0.33 | 0.16 | 0.16 | 0 | 0 | 1.54 | 1.54 | 0 | 0
2626 | 0.29 | 0.29 | 0.14 | 0.14 | 0 | 0 | 1.11 | 1.11 | 0 | 0
2627 | 0.35 | 0.35 | 0.17 | 0.17 | 0 | 0 | 0.45 | 0.45 | 0 | 0
2628 | 0.45 | 0.45 | 0.22 | 0.22 | 0 | 0 | 0.18 | 0.18 | 0 | 0
2629 | 0.19 | 0.19 | 0.09 | 0.09 | 0 | 0 | 0.08 | 0.08 | 0 | 0
2630 | 0.38 | 0.38 | 0.18 | 0.18 | 0 | 0 | 0.03 | 0.03 | 0 | 0
2631 | 0.31 | 0.31 | 0.15 | 0.15 | 0 | 0 | 0.02 | 0.02 | 0 | 0
2632 | 0.32 | 0.32 | 0.16 | 0.16 | 0 | 0 | 0.41 | 0.41 | 0 | 0
2633 | 0.18 | 0.18 | 0.09 | 0.09 | 0 | 0 | 0.75 | 0.75 | 0 | 0
2634 | 0.13 | 0.13 | 0.06 | 0.06 | 0 | 0 | 1.08 | 1.08 | 0 | 0
2635 | 0.08 | 0.08 | 0.04 | 0.04 | 0 | 0 | 1.44 | 1.44 | 0 | 0
2636 | 0.08 | 0.08 | 0.04 | 0.04 | 0 | 0 | 1.67 | 1.67 | 0 | 0
2637 | 0.09 | 0.09 | 0.04 | 0.04 | 0 | 0 | 1.86 | 1.86 | 0 | 0
2638 | 0.08 | 0.08 | 0.04 | 0.04 | 0 | 0 | 0.75 | 0.75 | 0 | 0
2639 | 0.09 | 0.09 | 0.04 | 0.04 | 0 | 0 | 1.6 | 1.6 | 0 | 0
2640 | 0.08 | 0.08 | 0.04 | 0.04 | 0 | 0 | 0.64 | 0.64 | 0 | 0
2641 | 0.08 | 0.08 | 0.04 | 0.04 | 0 | 0 | 0.26 | 0.26 | 0 | 0
2642 | 0.07 | 0.07 | 0.03 | 0.03 | 0 | 0 | 1.58 | 1.58 | 0 | 0
2643 | 0.07 | 0.07 | 0.03 | 0.03 | 0 | 0 | 2.07 | 2.07 | 0 | 0
2644 | 0.06 | 0.06 | 0.03 | 0.03 | 0 | 0 | 0.83 | 0.83 | 0 | 0
2645 | 0.07 | 0.07 | 0.03 | 0.03 | 0 | 0 | 0.34 | 0.34 | 0 | 0
2646 | 0.07 | 0.07 | 0.03 | 0.03 | 0 | 0 | 0.14 | 0.14 | 0 | 0
2647 | 0.38 | 0.38 | 0.18 | 0.18 | 0 | 0 | 1.51 | 1.51 | 0 | 0
2648 | 0.24 | 0.24 | 0.12 | 0.12 | 0 | 0 | 1.33 | 1.33 | 0 | 0
2649 | 0.24 | 0.24 | 0.12 | 0.12 | 0 | 0 | 1 | 1 | 0 | 0
2650 | 0.25 | 0.25 | 0.12 | 0.12 | 0 | 0 | 0.4 | 0.4 | 0 | 0
2651 | 0.12 | 0.12 | 0.06 | 0.06 | 0 | 0 | 0.16 | 0.16 | 0 | 0
2652 | 0.14 | 0.14 | 0.07 | 0.07 | 0 | 0 | 0.07 | 0.07 | 0 | 0
2653 | 0.24 | 0.24 | 0.12 | 0.12 | 0 | 0 | 0.03 | 0.03 | 0 | 0
2654 | 0.31 | 0.31 | 0.15 | 0.15 | 0 | 0 | 0.02 | 0.02 | 0 | 0
2655 | 0.3 | 0.3 | 0.15 | 0.15 | 0 | 0 | 0.01 | 0.01 | 0 | 0
2656 | 0.32 | 0.32 | 0.16 | 0.16 | 0 | 0 | 0.01 | 0.01 | 0 | 0
2657 | 0.36 | 0.36 | 0.17 | 0.17 | 0 | 0 | 0 | 0 | 0 | 0
2658 | 0.4 | 0.4 | 0.19 | 0.19 | 0 | 0 | 0 | 0 | 0 | 0
2659 | 0.21 | 0.21 | 0.1 | 0.1 | 1.5777 | 1.5777 | 1.01 | 1.01 | 0 | 0
2660 | 0.18 | 0.18 | 0.09 | 0.09 | 0 | 0 | 1.46 | 1.46 | 10.73 | 10.73
2661 | 0.15 | 0.15 | 0.07 | 0.07 | 0 | 0 | 1.74 | 1.74 | 0 | 0
2662 | 0.09 | 0.09 | 0.04 | 0.04 | 0 | 0 | 1.94 | 1.94 | 0 | 0
2663 | 0.07 | 0.07 | 0.04 | 0.04 | 0 | 0 | 2.12 | 2.12 | 0 | 0
2664 | 0.07 | 0.07 | 0.03 | 0.03 | 0 | 0 | 0.85 | 0.85 | 0 | 0
2665 | 0.06 | 0.06 | 0.03 | 0.03 | 0 | 0 | 0.34 | 0.34 | 0 | 0
2666 | 0.07 | 0.07 | 0.03 | 0.03 | 0 | 0 | 0.14 | 0.14 | 0 | 0
2667 | 0.06 | 0.06 | 0.03 | 0.03 | 0 | 0 | 0.06 | 0.06 | 0 | 0
2668 | 0.07 | 0.07 | 0.03 | 0.03 | 0 | 0 | 0.03 | 0.03 | 0 | 0
2669 | 0.06 | 0.06 | 0.03 | 0.03 | 0 | 0 | 1.71 | 1.71 | 0 | 0
2670 | 0.14 | 0.14 | 0.07 | 0.07 | 0 | 0 | 0.69 | 0.69 | 0 | 0
2671 | 0.06 | 0.06 | 0.03 | 0.03 | 0 | 0 | 1.99 | 1.99 | 0 | 0
2672 | 0.08 | 0.08 | 0.04 | 0.04 | 0 | 0 | 0.8 | 0.8 | 0 | 0
2673 | 0.41 | 0.41 | 0.2 | 0.2 | 0 | 0 | 0.32 | 0.32 | 0 | 0
2674 | 0.19 | 0.19 | 0.09 | 0.09 | 0 | 0 | 1.3 | 1.3 | 0 | 0
2675 | 0.06 | 0.06 | 0.03 | 0.03 | 0 | 0 | 0.52 | 0.52 | 0 | 0
2676 | 0.07 | 0.07 | 0.03 | 0.03 | 0 | 0 | 1.1 | 1.1 | 0 | 0
2677 | 0.06 | 0.06 | 0.03 | 0.03 | 0 | 0 | 0.44 | 0.44 | 0 | 0
2678 | 0.14 | 0.14 | 0.07 | 0.07 | 0 | 0 | 0.18 | 0.18 | 0 | 0
2679 | 0.3 | 0.3 | 0.14 | 0.14 | 0 | 0 | 0.08 | 0.08 | 0 | 0
2680 | 0.36 | 0.36 | 0.17 | 0.17 | 0 | 0 | 0.03 | 0.03 | 0 | 0
2681 | 0.32 | 0.32 | 0.15 | 0.15 | 0 | 0 | 0.02 | 0.02 | 0 | 0
2682 | 0.4 | 0.4 | 0.19 | 0.19 | 1.4593 | 1.4593 | 0.01 | 0.01 | 0 | 0
2683 | 0.24 | 0.24 | 0.12 | 0.12 | 0 | 0 | 0.01 | 0.01 | 0 | 0
2684 | 0.21 | 0.21 | 0.1 | 0.1 | 0 | 0 | 0 | 0 | 0 | 0
2685 | 0.62 | 0.62 | 0.3 | 0.3 | 0 | 0 | 0 | 0 | 0 | 0
2686 | 0.19 | 0.19 | 0.09 | 0.09 | 0 | 0 | 1.03 | 1.03 | 0 | 0
2687 | 0.1 | 0.1 | 0.05 | 0.05 | 0 | 0 | 1.71 | 1.71 | 0 | 0
2688 | 0.05 | 0.05 | 0.02 | 0.02 | 0 | 0 | 2.1 | 2.1 | 0 | 0
2689 | 0.05 | 0.05 | 0.03 | 0.03 | 0 | 0 | 0.84 | 0.84 | 0 | 0
2690 | 0.05 | 0.05 | 0.02 | 0.02 | 0 | 0 | 1.92 | 1.92 | 0 | 0
2691 | 0.05 | 0.05 | 0.03 | 0.03 | 0 | 0 | 0.77 | 0.77 | 0 | 0
2692 | 0.05 | 0.05 | 0.02 | 0.02 | 9.9 | 9.9 | 2 | 2 | 0 | 0
2693 | 0.06 | 0.06 | 0.03 | 0.03 | 9.9 | 9.9 | 2.53 | 2.53 | 0 | 0
2694 | 0.16 | 0.16 | 0.08 | 0.08 | 0.1719 | 0.1719 | 1.01 | 1.01 | 0 | 0
2695 | 0.17 | 0.17 | 0.08 | 0.08 | 0 | 0 | 2.05 | 2.05 | 0 | 0
2696 | 0.32 | 0.32 | 0.16 | 0.16 | 0 | 0 | 0.82 | 0.82 | 0 | 0
2697 | 0.15 | 0.15 | 0.07 | 0.07 | 0 | 0 | 0.33 | 0.33 | 0 | 0
2698 | 0.09 | 0.09 | 0.04 | 0.04 | 0 | 0 | 0.14 | 0.14 | 0 | 0
2699 | 0.09 | 0.09 | 0.05 | 0.05 | 0 | 0 | 0.06 | 0.06 | 0 | 0
2700 | 0.1 | 0.1 | 0.05 | 0.05 | 0 | 0 | 0.03 | 0.03 | 12.32 | 12.32
2701 | 0.06 | 0.06 | 0.03 | 0.03 | 0 | 0 | 0.01 | 0.01 | 0 | 0
2702 | 0.1 | 0.1 | 0.05 | 0.05 | 0 | 0 | 0.01 | 0.01 | 0 | 0
2703 | 0.06 | 0.06 | 0.03 | 0.03 | 0 | 0 | 0.01 | 0.01 | 0 | 0
2704 | 0.17 | 0.17 | 0.08 | 0.08 | 0 | 0 | 0 | 0 | 0 | 0
2705 | 0.1 | 0.1 | 0.05 | 0.05 | 0 | 0 | 0 | 0 | 0 | 0
2706 | 0.3 | 0.3 | 0.15 | 0.15 | 0 | 0 | 0 | 0 | 0 | 0
2707 | 0.15 | 0.15 | 0.07 | 0.07 | 0 | 0 | 0 | 0 | 0 | 0
2708 | 0.2 | 0.2 | 0.1 | 0.1 | 8.4903 | 8.4903 | 0 | 0 | 0 | 0
2709 | 0.14 | 0.14 | 0.07 | 0.07 | 0 | 0 | 0 | 0 | 0 | 0
2710 | 0.14 | 0.14 | 0.07 | 0.07 | 0 | 0 | 0.84 | 0.84 | 0 | 0
2711 | 0.07 | 0.07 | 0.03 | 0.03 | 0 | 0 | 1.3 | 1.3 | 0 | 0
2712 | 0.05 | 0.05 | 0.02 | 0.02 | 0 | 0 | 1.56 | 1.56 | 0 | 0
2713 | 0.06 | 0.06 | 0.03 | 0.03 | 0 | 0 | 0.63 | 0.63 | 0 | 0
2714 | 0.05 | 0.05 | 0.02 | 0.02 | 0 | 0 | 0.25 | 0.25 | 0 | 0
2715 | 0.05 | 0.05 | 0.02 | 0.02 | 0 | 0 | 1.23 | 1.23 | 0 | 0
2716 | 0.06 | 0.06 | 0.03 | 0.03 | 0 | 0 | 0.5 | 0.5 | 0 | 0
2717 | 0.07 | 0.07 | 0.03 | 0.03 | 0 | 0 | 1.45 | 1.45 | 0 | 0
2718 | 0.13 | 0.13 | 0.06 | 0.06 | 0 | 0 | 0.58 | 0.58 | 0 | 0
2719 | 0.19 | 0.19 | 0.09 | 0.09 | 0 | 0 | 1.44 | 1.44 | 0 | 0
2720 | 0.71 | 0.71 | 0.34 | 0.34 | 0 | 0 | 1.05 | 1.05 | 0 | 0
2721 | 0.17 | 0.17 | 0.08 | 0.08 | 0 | 0 | 0.76 | 0.76 | 0 | 0
2722 | 0.2 | 0.2 | 0.1 | 0.1 | 0 | 0 | 0.31 | 0.31 | 0 | 0
2723 | 0.09 | 0.09 | 0.04 | 0.04 | 0 | 0 | 0.13 | 0.13 | 0 | 0
2724 | 0.05 | 0.05 | 0.02 | 0.02 | 0 | 0 | 1.14 | 1.14 | 13.03 | 13.03
2725 | 0.07 | 0.07 | 0.03 | 0.03 | 0 | 0 | 0.46 | 0.46 | 0 | 0
2726 | 0.1 | 0.1 | 0.05 | 0.05 | 2.016 | 2.016 | 0.19 | 0.19 | 0 | 0
2727 | 0.23 | 0.23 | 0.11 | 0.11 | 0 | 0 | 0.08 | 0.08 | 0 | 0
2728 | 0.39 | 0.39 | 0.19 | 0.19 | 0 | 0 | 0.03 | 0.03 | 0 | 0
2729 | 0.31 | 0.31 | 0.15 | 0.15 | 0 | 0 | 0.02 | 0.02 | 0 | 0
2730 | 0.36 | 0.36 | 0.17 | 0.17 | 0 | 0 | 0.9 | 0.9 | 0 | 0
2731 | 0.24 | 0.24 | 0.12 | 0.12 | 0 | 0 | 0.36 | 0.36 | 0 | 0
2732 | 0.17 | 0.17 | 0.08 | 0.08 | 0 | 0 | 1.57 | 1.57 | 0 | 0
2733 | 0.16 | 0.16 | 0.08 | 0.08 | 0 | 0 | 2.13 | 2.13 | 0 | 0
2734 | 0.15 | 0.15 | 0.07 | 0.07 | 0 | 0 | 2.43 | 2.43 | 0 | 0
2735 | 0.1 | 0.1 | 0.05 | 0.05 | 0 | 0 | 2.6 | 2.6 | 0 | 0
2736 | 0.07 | 0.07 | 0.04 | 0.04 | 0 | 0 | 2.75 | 2.75 | 0 | 0
2737 | 0.08 | 0.08 | 0.04 | 0.04 | 0 | 0 | 2.84 | 2.84 | 0 | 0
2738 | 0.1 | 0.1 | 0.05 | 0.05 | 9.9 | 9.9 | 1.14 | 1.14 | 0 | 0
2739 | 0.07 | 0.07 | 0.04 | 0.04 | 8.938 | 8.938 | 0.46 | 0.46 | 0 | 0
2740 | 0.08 | 0.08 | 0.04 | 0.04 | 0 | 0 | 0.19 | 0.19 | 0 | 0
2741 | 0.08 | 0.08 | 0.04 | 0.04 | 0 | 0 | 1.81 | 1.81 | 0 | 0
2742 | 0.17 | 0.17 | 0.08 | 0.08 | 0 | 0 | 0.73 | 0.73 | 0 | 0
2743 | 0.08 | 0.08 | 0.04 | 0.04 | 0 | 0 | 2.03 | 2.03 | 0 | 0
2744 | 0.25 | 0.25 | 0.12 | 0.12 | 0 | 0 | 2.17 | 2.17 | 0 | 0
2745 | 0.07 | 0.07 | 0.03 | 0.03 | 0 | 0 | 2.09 | 2.09 | 0 | 0
2746 | 0.05 | 0.05 | 0.03 | 0.03 | 0 | 0 | 1.73 | 1.73 | 0 | 0
2747 | 0.07 | 0.07 | 0.03 | 0.03 | 0 | 0 | 1.37 | 1.37 | 0 | 0
2748 | 0.06 | 0.06 | 0.03 | 0.03 | 0 | 0 | 1.03 | 1.03 | 0 | 0
2749 | 0.1 | 0.1 | 0.05 | 0.05 | 0 | 0 | 0.42 | 0.42 | 0 | 0
2750 | 0.27 | 0.27 | 0.13 | 0.13 | 0 | 0 | 1.84 | 1.84 | 0 | 0
2751 | 0.57 | 0.57 | 0.28 | 0.28 | 0 | 0 | 1.42 | 1.42 | 0 | 0
2752 | 0.28 | 0.28 | 0.13 | 0.13 | 0 | 0 | 1.57 | 1.57 | 0 | 0
2753 | 0.27 | 0.27 | 0.13 | 0.13 | 0 | 0 | 1.91 | 1.91 | 0 | 0
2754 | 0.22 | 0.22 | 0.11 | 0.11 | 0 | 0 | 2.3 | 2.3 | 0 | 0
2755 | 0.21 | 0.21 | 0.1 | 0.1 | 0 | 0 | 2.54 | 2.54 | 0 | 0
2756 | 0.19 | 0.19 | 0.09 | 0.09 | 0 | 0 | 2.72 | 2.72 | 0 | 0
2757 | 0.16 | 0.16 | 0.08 | 0.08 | 0 | 0 | 2.86 | 2.86 | 0 | 0
2758 | 0.11 | 0.11 | 0.06 | 0.06 | 0 | 0 | 2.98 | 2.98 | 0 | 0
2759 | 0.08 | 0.08 | 0.04 | 0.04 | 0 | 0 | 3.08 | 3.08 | 0 | 0
2760 | 0.07 | 0.07 | 0.04 | 0.04 | 0 | 0 | 3.12 | 3.12 | 0 | 0
2761 | 0.36 | 0.36 | 0.17 | 0.17 | 0 | 0 | 1.25 | 1.25 | 0 | 0
2762 | 0.27 | 0.27 | 0.13 | 0.13 | 0 | 0 | 0.5 | 0.5 | 0 | 0
2763 | 0.1 | 0.1 | 0.05 | 0.05 | 0 | 0 | 0.2 | 0.2 | 0 | 0
2764 | 0.07 | 0.07 | 0.04 | 0.04 | 0 | 0 | 0.08 | 0.08 | 0 | 0
2765 | 0.09 | 0.09 | 0.04 | 0.04 | 0 | 0 | 1.88 | 1.88 | 0 | 0
2766 | 0.15 | 0.15 | 0.07 | 0.07 | 0 | 0 | 2.46 | 2.46 | 0 | 0
2767 | 0.09 | 0.09 | 0.05 | 0.05 | 0 | 0 | 0.99 | 0.99 | 0 | 0
2768 | 0.16 | 0.16 | 0.08 | 0.08 | 0 | 0 | 2.21 | 2.21 | 0 | 0
2769 | 0.11 | 0.11 | 0.05 | 0.05 | 0 | 0 | 0.89 | 0.89 | 9.82 | 9.82
2770 | 0.07 | 0.07 | 0.03 | 0.03 | 0 | 0 | 2.14 | 2.14 | 0 | 0
2771 | 0.08 | 0.08 | 0.04 | 0.04 | 0 | 0 | 1.39 | 1.39 | 0 | 0
2772 | 0.21 | 0.21 | 0.1 | 0.1 | 0 | 0 | 0.56 | 0.56 | 0 | 0
2773 | 0.1 | 0.1 | 0.05 | 0.05 | 0 | 0 | 1.94 | 1.94 | 0 | 0
2774 | 0.13 | 0.13 | 0.06 | 0.06 | 0 | 0 | 0.78 | 0.78 | 0 | 0
2775 | 0.18 | 0.18 | 0.08 | 0.08 | 0 | 0 | 0.56 | 0.56 | 0 | 0
2776 | 0.24 | 0.24 | 0.12 | 0.12 | 0 | 0 | 0.91 | 0.91 | 0 | 0
2777 | 0.3 | 0.3 | 0.14 | 0.14 | 0 | 0 | 1.44 | 1.44 | 0 | 0
2778 | 0.22 | 0.22 | 0.11 | 0.11 | 0 | 0 | 2 | 2 | 0 | 0
2779 | 0.22 | 0.22 | 0.11 | 0.11 | 0 | 0 | 2.38 | 2.38 | 0 | 0
2780 | 0.17 | 0.17 | 0.08 | 0.08 | 0 | 0 | 2.62 | 2.62 | 0 | 0
2781 | 0.34 | 0.34 | 0.16 | 0.16 | 0 | 0 | 1.05 | 1.05 | 0 | 0
2782 | 0.14 | 0.14 | 0.07 | 0.07 | 0 | 0 | 2.15 | 2.15 | 0 | 0
2783 | 0.06 | 0.06 | 0.03 | 0.03 | 0 | 0 | 2.57 | 2.57 | 0 | 0
2784 | 0.06 | 0.06 | 0.03 | 0.03 | 0 | 0 | 1.03 | 1.03 | 0 | 0
2785 | 0.06 | 0.06 | 0.03 | 0.03 | 0 | 0 | 0.42 | 0.42 | 0 | 0
2786 | 0.06 | 0.06 | 0.03 | 0.03 | 0 | 0 | 1.83 | 1.83 | 0 | 0
2787 | 0.07 | 0.07 | 0.04 | 0.04 | 0 | 0 | 2.35 | 2.35 | 0 | 0
2788 | 0.06 | 0.06 | 0.03 | 0.03 | 0 | 0 | 0.94 | 0.94 | 0 | 0
2789 | 0.06 | 0.06 | 0.03 | 0.03 | 0 | 0 | 1.95 | 1.95 | 0 | 0
2790 | 0.12 | 0.12 | 0.06 | 0.06 | 0 | 0 | 0.78 | 0.78 | 0 | 0
2791 | 0.13 | 0.13 | 0.06 | 0.06 | 0 | 0 | 1.81 | 1.81 | 0 | 0
2792 | 0.07 | 0.07 | 0.03 | 0.03 | 0 | 0 | 1.87 | 1.87 | 0 | 0
2793 | 0.44 | 0.44 | 0.21 | 0.21 | 0 | 0 | 1.66 | 1.66 | 0 | 0
2794 | 0.33 | 0.33 | 0.16 | 0.16 | 0 | 0 | 1.27 | 1.27 | 0 | 0
2795 | 0.38 | 0.38 | 0.19 | 0.19 | 0 | 0 | 0.78 | 0.78 | 0 | 0
2796 | 0.7 | 0.7 | 0.34 | 0.34 | 0 | 0 | 0.31 | 0.31 | 0 | 0
2797 | 0.15 | 0.15 | 0.07 | 0.07 | 0 | 0 | 0.13 | 0.13 | 0 | 0
2798 | 0.19 | 0.19 | 0.09 | 0.09 | 0 | 0 | 0.05 | 0.05 | 0 | 0
2799 | 0.29 | 0.29 | 0.14 | 0.14 | 0 | 0 | 1.78 | 1.78 | 0 | 0
2800 | 0.35 | 0.35 | 0.17 | 0.17 | 0 | 0 | 1.51 | 1.51 | 0 | 0
2801 | 0.29 | 0.29 | 0.14 | 0.14 | 0 | 0 | 1.64 | 1.64 | 0 | 0
2802 | 0.16 | 0.16 | 0.08 | 0.08 | 0 | 0 | 0.66 | 0.66 | 0 | 0
2803 | 0.11 | 0.11 | 0.05 | 0.05 | 0 | 0 | 1.99 | 1.99 | 0 | 0
2804 | 0.1 | 0.1 | 0.05 | 0.05 | 0 | 0 | 0.8 | 0.8 | 0 | 0
2805 | 0.12 | 0.12 | 0.06 | 0.06 | 0 | 0 | 2.03 | 2.03 | 0 | 0
2806 | 0.14 | 0.14 | 0.07 | 0.07 | 0 | 0 | 2.56 | 2.56 | 0 | 0
2807 | 0.19 | 0.19 | 0.09 | 0.09 | 0 | 0 | 2.75 | 2.75 | 0 | 0
2808 | 0.07 | 0.07 | 0.03 | 0.03 | 0 | 0 | 2.85 | 2.85 | 0 | 0
2809 | 0.05 | 0.05 | 0.03 | 0.03 | 0 | 0 | 1.14 | 1.14 | 0 | 0
2810 | 0.05 | 0.05 | 0.02 | 0.02 | 0 | 0 | 0.46 | 0.46 | 0 | 0
2811 | 0.05 | 0.05 | 0.03 | 0.03 | 0 | 0 | 0.19 | 0.19 | 0 | 0
2812 | 0.05 | 0.05 | 0.03 | 0.03 | 0 | 0 | 1.87 | 1.87 | 0 | 0
2813 | 0.06 | 0.06 | 0.03 | 0.03 | 0 | 0 | 2.52 | 2.52 | 0 | 0
2814 | 0.04 | 0.04 | 0.02 | 0.02 | 0 | 0 | 1.01 | 1.01 | 0 | 0
2815 | 0.07 | 0.07 | 0.03 | 0.03 | 0 | 0 | 2.18 | 2.18 | 0 | 0
2816 | 0.24 | 0.24 | 0.12 | 0.12 | 0 | 0 | 2.16 | 2.16 | 0 | 0
2817 | 0.22 | 0.22 | 0.11 | 0.11 | 0 | 0 | 2.04 | 2.04 | 0 | 0
2818 | 0.13 | 0.13 | 0.06 | 0.06 | 0 | 0 | 0.82 | 0.82 | 0 | 0
2819 | 0.13 | 0.13 | 0.07 | 0.07 | 0 | 0 | 1.04 | 1.04 | 0 | 0
2820 | 0.17 | 0.17 | 0.08 | 0.08 | 0 | 0 | 0.96 | 0.96 | 0 | 0
2821 | 0.11 | 0.11 | 0.05 | 0.05 | 0 | 0 | 0.39 | 0.39 | 0 | 0
2822 | 0.11 | 0.11 | 0.05 | 0.05 | 0 | 0 | 0.16 | 0.16 | 0 | 0
2823 | 0.2 | 0.2 | 0.1 | 0.1 | 0 | 0 | 0.07 | 0.07 | 0 | 0
2824 | 0.25 | 0.25 | 0.12 | 0.12 | 0 | 0 | 0.83 | 0.83 | 0 | 0
2825 | 0.3 | 0.3 | 0.14 | 0.14 | 0 | 0 | 1.53 | 1.53 | 0 | 0
2826 | 0.22 | 0.22 | 0.11 | 0.11 | 0 | 0 | 0.62 | 0.62 | 0 | 0
2827 | 0.58 | 0.58 | 0.28 | 0.28 | 0 | 0 | 1.73 | 1.73 | 0 | 0
2828 | 0.17 | 0.17 | 0.08 | 0.08 | 0 | 0 | 2.22 | 2.22 | 11.58 | 11.58
2829 | 0.12 | 0.12 | 0.06 | 0.06 | 0 | 0 | 2.48 | 2.48 | 0 | 0
2830 | 0.13 | 0.13 | 0.06 | 0.06 | 0 | 0 | 2.63 | 2.63 | 0 | 0
2831 | 0.07 | 0.07 | 0.03 | 0.03 | 0 | 0 | 2.7 | 2.7 | 0 | 0
2832 | 0.05 | 0.05 | 0.02 | 0.02 | 0 | 0 | 2.78 | 2.78 | 0 | 0
2833 | 0.05 | 0.05 | 0.03 | 0.03 | 0 | 0 | 2.83 | 2.83 | 16.22 | 16.22
2834 | 0.05 | 0.05 | 0.02 | 0.02 | 0 | 0 | 1.13 | 1.13 | 0 | 0
2835 | 0.06 | 0.06 | 0.03 | 0.03 | 0 | 0 | 2.3 | 2.3 | 0 | 0
2836 | 0.04 | 0.04 | 0.02 | 0.02 | 0 | 0 | 0.92 | 0.92 | 0 | 0
2837 | 0.1 | 0.1 | 0.05 | 0.05 | 0 | 0 | 2.24 | 2.24 | 0 | 0
2838 | 0.1 | 0.1 | 0.05 | 0.05 | 0 | 0 | 2.71 | 2.71 | 0 | 0
2839 | 0.12 | 0.12 | 0.06 | 0.06 | 0 | 0 | 2.72 | 2.72 | 0 | 0
2840 | 0.28 | 0.28 | 0.13 | 0.13 | 0 | 0 | 2.46 | 2.46 | 0 | 0
2841 | 0.22 | 0.22 | 0.1 | 0.1 | 0 | 0 | 2.04 | 2.04 | 0 | 0
2842 | 0.17 | 0.17 | 0.08 | 0.08 | 0 | 0 | 0.82 | 0.82 | 0 | 0
2843 | 0.25 | 0.25 | 0.12 | 0.12 | 0 | 0 | 0.33 | 0.33 | 0 | 0
2844 | 0.22 | 0.22 | 0.11 | 0.11 | 0 | 0 | 1.42 | 1.42 | 0 | 0
2845 | 0.19 | 0.19 | 0.09 | 0.09 | 0 | 0 | 0.61 | 0.61 | 0 | 0
2846 | 0.14 | 0.14 | 0.07 | 0.07 | 0 | 0 | 0.25 | 0.25 | 0 | 0
2847 | 0.14 | 0.14 | 0.07 | 0.07 | 0 | 0 | 0.1 | 0.1 | 0 | 0
2848 | 0.13 | 0.13 | 0.06 | 0.06 | 0 | 0 | 0.04 | 0.04 | 0 | 0
2849 | 0.19 | 0.19 | 0.09 | 0.09 | 0 | 0 | 0.41 | 0.41 | 0 | 0
2850 | 0.21 | 0.21 | 0.1 | 0.1 | 0 | 0 | 0.98 | 0.98 | 0 | 0
2851 | 0.21 | 0.21 | 0.1 | 0.1 | 0 | 0 | 1.68 | 1.68 | 0 | 0
2852 | 0.19 | 0.19 | 0.09 | 0.09 | 0 | 0 | 2.05 | 2.05 | 0 | 0
2853 | 0.16 | 0.16 | 0.08 | 0.08 | 0 | 0 | 0.82 | 0.82 | 0 | 0
2854 | 0.14 | 0.14 | 0.07 | 0.07 | 0 | 0 | 1.92 | 1.92 | 0 | 0
2855 | 0.08 | 0.08 | 0.04 | 0.04 | 0 | 0 | 2.45 | 2.45 | 0 | 0
2856 | 0.06 | 0.06 | 0.03 | 0.03 | 0 | 0 | 0.98 | 0.98 | 0 | 0
2857 | 0.04 | 0.04 | 0.02 | 0.02 | 0 | 0 | 0.4 | 0.4 | 0 | 0
2858 | 0.06 | 0.06 | 0.03 | 0.03 | 0 | 0 | 0.16 | 0.16 | 0 | 0
2859 | 0.07 | 0.07 | 0.03 | 0.03 | 0 | 0 | 1.82 | 1.82 | 0 | 0
2860 | 0.07 | 0.07 | 0.03 | 0.03 | 0 | 0 | 2.51 | 2.51 | 0 | 0
2861 | 0.08 | 0.08 | 0.04 | 0.04 | 0 | 0 | 2.83 | 2.83 | 0 | 0
2862 | 0.1 | 0.1 | 0.05 | 0.05 | 0 | 0 | 1.14 | 1.14 | 0 | 0
2863 | 0.22 | 0.22 | 0.11 | 0.11 | 0 | 0 | 2.28 | 2.28 | 0 | 0
2864 | 0.52 | 0.52 | 0.25 | 0.25 | 0 | 0 | 1.84 | 1.84 | 0 | 0
2865 | 0.31 | 0.31 | 0.15 | 0.15 | 0 | 0 | 1.5 | 1.5 | 15.97 | 15.97
2866 | 0.12 | 0.12 | 0.06 | 0.06 | 0 | 0 | 0.9 | 0.9 | 0 | 0
2867 | 0.06 | 0.06 | 0.03 | 0.03 | 0 | 0 | 0.36 | 0.36 | 0 | 0
2868 | 0.05 | 0.05 | 0.02 | 0.02 | 0 | 0 | 1.19 | 1.19 | 0 | 0
2869 | 0.12 | 0.12 | 0.06 | 0.06 | 0 | 0 | 0.48 | 0.48 | 0 | 0
2870 | 0.06 | 0.06 | 0.03 | 0.03 | 0 | 0 | 0.19 | 0.19 | 0 | 0
2871 | 0.09 | 0.09 | 0.04 | 0.04 | 0 | 0 | 0.08 | 0.08 | 0 | 0
2872 | 0.05 | 0.05 | 0.03 | 0.03 | 0 | 0 | 0.04 | 0.04 | 0 | 0
2873 | 0.07 | 0.07 | 0.03 | 0.03 | 0 | 0 | 0.16 | 0.16 | 0 | 0
2874 | 0.35 | 0.35 | 0.17 | 0.17 | 3.5694 | 3.5694 | 0.5 | 0.5 | 0 | 0
2875 | 0.24 | 0.24 | 0.12 | 0.12 | 0 | 0 | 0.2 | 0.2 | 0 | 0
2876 | 0.14 | 0.14 | 0.07 | 0.07 | 0 | 0 | 1.05 | 1.05 | 0 | 0
2877 | 0.27 | 0.27 | 0.13 | 0.13 | 0 | 0 | 0.42 | 0.42 | 0 | 0
2878 | 0.49 | 0.49 | 0.24 | 0.24 | 0 | 0 | 1.37 | 1.37 | 0 | 0
2879 | 0.09 | 0.09 | 0.04 | 0.04 | 0 | 0 | 1.94 | 1.94 | 0 | 0
2880 | 0.07 | 0.07 | 0.03 | 0.03 | 0 | 0 | 0.78 | 0.78 | 0 | 0
2881 | 0.06 | 0.06 | 0.03 | 0.03 | 0 | 0 | 1.92 | 1.92 | 0 | 0
2882 | 0.05 | 0.05 | 0.02 | 0.02 | 0 | 0 | 2.44 | 2.44 | 0 | 0
2883 | 0.07 | 0.07 | 0.04 | 0.04 | 0 | 0 | 0.98 | 0.98 | 0 | 0
2884 | 0.05 | 0.05 | 0.03 | 0.03 | 0 | 0 | 2.12 | 2.12 | 0 | 0
2885 | 0.08 | 0.08 | 0.04 | 0.04 | 0 | 0 | 0.85 | 0.85 | 0 | 0
2886 | 0.09 | 0.09 | 0.04 | 0.04 | 0 | 0 | 0.34 | 0.34 | 0 | 0
2887 | 0.09 | 0.09 | 0.04 | 0.04 | 0 | 0 | 1.85 | 1.85 | 0 | 0
2888 | 0.47 | 0.47 | 0.23 | 0.23 | 0 | 0 | 1.5 | 1.5 | 0 | 0
2889 | 0.1 | 0.1 | 0.05 | 0.05 | 0 | 0 | 0.98 | 0.98 | 0 | 0
2890 | 0.07 | 0.07 | 0.03 | 0.03 | 0 | 0 | 0.4 | 0.4 | 0 | 0
2891 | 0.05 | 0.05 | 0.02 | 0.02 | 0 | 0 | 0.16 | 0.16 | 0 | 0
2892 | 0.14 | 0.14 | 0.07 | 0.07 | 0 | 0 | 0.07 | 0.07 | 0 | 0
2893 | 0.2 | 0.2 | 0.1 | 0.1 | 0 | 0 | 0.83 | 0.83 | 0 | 0
2894 | 0.08 | 0.08 | 0.04 | 0.04 | 0 | 0 | 0.33 | 0.33 | 10.97 | 10.97
2895 | 0.15 | 0.15 | 0.07 | 0.07 | 0 | 0 | 0.14 | 0.14 | 0 | 0
2896 | 0.21 | 0.21 | 0.1 | 0.1 | 0 | 0 | 0.06 | 0.06 | 0 | 0
2897 | 0.35 | 0.35 | 0.17 | 0.17 | 0 | 0 | 0.03 | 0.03 | 0 | 0
2898 | 0.62 | 0.62 | 0.3 | 0.3 | 0 | 0 | 0.01 | 0.01 | 0 | 0
2899 | 0.16 | 0.16 | 0.08 | 0.08 | 0 | 0 | 0.63 | 0.63 | 0 | 0
2900 | 0.14 | 0.14 | 0.07 | 0.07 | 0 | 0 | 1.05 | 1.05 | 0 | 0
2901 | 0.47 | 0.47 | 0.23 | 0.23 | 0 | 0 | 1.32 | 1.32 | 0 | 0
2902 | 0.23 | 0.23 | 0.11 | 0.11 | 9.5136 | 9.5136 | 1.51 | 1.51 | 0 | 0
2903 | 0.08 | 0.08 | 0.04 | 0.04 | 0 | 0 | 1.62 | 1.62 | 0 | 0
2904 | 0.06 | 0.06 | 0.03 | 0.03 | 0 | 0 | 1.53 | 1.53 | 0 | 0
2905 | 0.08 | 0.08 | 0.04 | 0.04 | 0 | 0 | 0.61 | 0.61 | 0 | 0
2906 | 0.04 | 0.04 | 0.02 | 0.02 | 0 | 0 | 0.25 | 0.25 | 0 | 0
2907 | 0.06 | 0.06 | 0.03 | 0.03 | 0 | 0 | 0.1 | 0.1 | 0 | 0
2908 | 0.04 | 0.04 | 0.02 | 0.02 | 0 | 0 | 0.04 | 0.04 | 0 | 0
2909 | 0.09 | 0.09 | 0.05 | 0.05 | 0 | 0 | 1.32 | 1.32 | 0 | 0
2910 | 0.1 | 0.1 | 0.05 | 0.05 | 0 | 0 | 0.53 | 0.53 | 0 | 0
2911 | 0.11 | 0.11 | 0.05 | 0.05 | 0 | 0 | 0.21 | 0.21 | 0 | 0
2912 | 0.19 | 0.19 | 0.09 | 0.09 | 0 | 0 | 0.09 | 0.09 | 0 | 0
2913 | 0.28 | 0.28 | 0.13 | 0.13 | 0 | 0 | 1.27 | 1.27 | 0 | 0
2914 | 0.3 | 0.3 | 0.15 | 0.15 | 0 | 0 | 0.51 | 0.51 | 0 | 0
2915 | 0.26 | 0.26 | 0.12 | 0.12 | 0 | 0 | 0.21 | 0.21 | 0 | 0
2916 | 0.32 | 0.32 | 0.15 | 0.15 | 0 | 0 | 1.23 | 1.23 | 0 | 0
2917 | 0.24 | 0.24 | 0.11 | 0.11 | 0 | 0 | 0.5 | 0.5 | 0 | 0
2918 | 0.15 | 0.15 | 0.07 | 0.07 | 0 | 0 | 1.31 | 1.31 | 0 | 0
2919 | 0.13 | 0.13 | 0.06 | 0.06 | 0 | 0 | 0.53 | 0.53 | 0 | 0
2920 | 0.22 | 0.22 | 0.11 | 0.11 | 0.6251 | 0.6251 | 0.21 | 0.21 | 0 | 0
2921 | 0.34 | 0.34 | 0.16 | 0.16 | 0 | 0 | 0.09 | 0.09 | 0 | 0
2922 | 0.27 | 0.27 | 0.13 | 0.13 | 0 | 0 | 0.04 | 0.04 | 0 | 0
2923 | 0.22 | 0.22 | 0.11 | 0.11 | 0 | 0 | 1.3 | 1.3 | 0 | 0
2924 | 0.19 | 0.19 | 0.09 | 0.09 | 0 | 0 | 1.8 | 1.8 | 0 | 0
2925 | 0.16 | 0.16 | 0.08 | 0.08 | 0 | 0 | 0.72 | 0.72 | 0 | 0
2926 | 0.14 | 0.14 | 0.07 | 0.07 | 0 | 0 | 0.29 | 0.29 | 0 | 0
2927 | 0.08 | 0.08 | 0.04 | 0.04 | 0 | 0 | 0.12 | 0.12 | 0 | 0
2928 | 0.05 | 0.05 | 0.02 | 0.02 | 0 | 0 | 0.05 | 0.05 | 0 | 0
2929 | 0.05 | 0.05 | 0.03 | 0.03 | 0 | 0 | 0.02 | 0.02 | 0 | 0
2930 | 0.05 | 0.05 | 0.02 | 0.02 | 0 | 0 | 0.01 | 0.01 | 0 | 0
2931 | 0.05 | 0.05 | 0.02 | 0.02 | 0 | 0 | 0.01 | 0.01 | 0 | 0
2932 | 0.05 | 0.05 | 0.03 | 0.03 | 0 | 0 | 0.01 | 0.01 | 0 | 0
2933 | 0.09 | 0.09 | 0.04 | 0.04 | 0 | 0 | 1.29 | 1.29 | 0 | 0
2934 | 0.08 | 0.08 | 0.04 | 0.04 | 0 | 0 | 0.52 | 0.52 | 0 | 0
2935 | 0.21 | 0.21 | 0.1 | 0.1 | 0 | 0 | 1.54 | 1.54 | 11.56 | 11.56
2936 | 0.14 | 0.14 | 0.07 | 0.07 | 0 | 0 | 1.58 | 1.58 | 0 | 0
2937 | 0.05 | 0.05 | 0.02 | 0.02 | 0 | 0 | 1.49 | 1.49 | 0 | 0
2938 | 0.07 | 0.07 | 0.04 | 0.04 | 0 | 0 | 0.6 | 0.6 | 0 | 0
2939 | 0.09 | 0.09 | 0.04 | 0.04 | 0 | 0 | 1.24 | 1.24 | 0 | 0
2940 | 0.12 | 0.12 | 0.06 | 0.06 | 0 | 0 | 0.5 | 0.5 | 0 | 0
2941 | 0.07 | 0.07 | 0.04 | 0.04 | 0 | 0 | 1.08 | 1.08 | 0 | 0
2942 | 0.11 | 0.11 | 0.05 | 0.05 | 0 | 0 | 0.43 | 0.43 | 0 | 0
2943 | 0.2 | 0.2 | 0.1 | 0.1 | 0 | 0 | 0.48 | 0.48 | 0 | 0
2944 | 0.26 | 0.26 | 0.12 | 0.12 | 0 | 0 | 0.56 | 0.56 | 0 | 0
2945 | 0.22 | 0.22 | 0.11 | 0.11 | 0 | 0 | 0.23 | 0.23 | 0 | 0
2946 | 0.21 | 0.21 | 0.1 | 0.1 | 0 | 0 | 0.97 | 0.97 | 0 | 0
2947 | 0.17 | 0.17 | 0.08 | 0.08 | 0 | 0 | 0.39 | 0.39 | 0 | 0
2948 | 0.14 | 0.14 | 0.07 | 0.07 | 0 | 0 | 0.16 | 0.16 | 0 | 0
2949 | 0.16 | 0.16 | 0.08 | 0.08 | 0 | 0 | 0.07 | 0.07 | 0 | 0
2950 | 0.13 | 0.13 | 0.06 | 0.06 | 0 | 0 | 1.1 | 1.1 | 0 | 0
2951 | 0.09 | 0.09 | 0.04 | 0.04 | 0 | 0 | 0.44 | 0.44 | 0 | 0
2952 | 0.05 | 0.05 | 0.02 | 0.02 | 2.9575 | 2.9575 | 1.29 | 1.29 | 0 | 0
2953 | 0.05 | 0.05 | 0.02 | 0.02 | 0 | 0 | 0.52 | 0.52 | 0 | 0
2954 | 0.04 | 0.04 | 0.02 | 0.02 | 0 | 0 | 0.21 | 0.21 | 0 | 0
2955 | 0.05 | 0.05 | 0.02 | 0.02 | 0 | 0 | 0.09 | 0.09 | 0 | 0
2956 | 0.04 | 0.04 | 0.02 | 0.02 | 0 | 0 | 1.24 | 1.24 | 0 | 0
2957 | 0.04 | 0.04 | 0.02 | 0.02 | 0 | 0 | 0.5 | 0.5 | 0 | 0
2958 | 0.06 | 0.06 | 0.03 | 0.03 | 0 | 0 | 1.1 | 1.1 | 0 | 0
2959 | 0.17 | 0.17 | 0.08 | 0.08 | 0 | 0 | 0.44 | 0.44 | 0 | 0
2960 | 0.29 | 0.29 | 0.14 | 0.14 | 0 | 0 | 0.18 | 0.18 | 0 | 0
2961 | 0.25 | 0.25 | 0.12 | 0.12 | 0 | 0 | 0.08 | 0.08 | 0 | 0
2962 | 0.25 | 0.25 | 0.12 | 0.12 | 0 | 0 | 0.03 | 0.03 | 0 | 0
2963 | 0.16 | 0.16 | 0.08 | 0.08 | 0 | 0 | 0.02 | 0.02 | 0 | 0
2964 | 0.08 | 0.08 | 0.04 | 0.04 | 0 | 0 | 0.01 | 0.01 | 0 | 0
2965 | 0.07 | 0.07 | 0.03 | 0.03 | 0 | 0 | 0.01 | 0.01 | 0 | 0
2966 | 0.08 | 0.08 | 0.04 | 0.04 | 0 | 0 | 0 | 0 | 0 | 0
2967 | 0.15 | 0.15 | 0.07 | 0.07 | 0 | 0 | 0 | 0 | 0 | 0
2968 | 0.08 | 0.08 | 0.04 | 0.04 | 0 | 0 | 0 | 0 | 0 | 0
2969 | 0.09 | 0.09 | 0.04 | 0.04 | 0 | 0 | 0.67 | 0.67 | 0 | 0
2970 | 0.15 | 0.15 | 0.07 | 0.07 | 0 | 0 | 0.27 | 0.27 | 0 | 0
2971 | 0.16 | 0.16 | 0.08 | 0.08 | 0 | 0 | 1.19 | 1.19 | 0 | 0
2972 | 0.26 | 0.26 | 0.13 | 0.13 | 0 | 0 | 1.57 | 1.57 | 0 | 0
2973 | 0.18 | 0.18 | 0.09 | 0.09 | 0 | 0 | 1.74 | 1.74 | 0 | 0
2974 | 0.11 | 0.11 | 0.05 | 0.05 | 0 | 0 | 0.7 | 0.7 | 0 | 0
2975 | 0.04 | 0.04 | 0.02 | 0.02 | 0 | 0 | 1.45 | 1.45 | 0 | 0
2976 | 0.04 | 0.04 | 0.02 | 0.02 | 0 | 0 | 1.78 | 1.78 | 0 | 0
2977 | 0.04 | 0.04 | 0.02 | 0.02 | 0 | 0 | 0.71 | 0.71 | 0 | 0
2978 | 0.04 | 0.04 | 0.02 | 0.02 | 0 | 0 | 1.5 | 1.5 | 0 | 0
2979 | 0.04 | 0.04 | 0.02 | 0.02 | 0 | 0 | 1.85 | 1.85 | 0 | 0
2980 | 0.04 | 0.04 | 0.02 | 0.02 | 0 | 0 | 0.74 | 0.74 | 0 | 0
2981 | 0.05 | 0.05 | 0.02 | 0.02 | 0 | 0 | 0.3 | 0.3 | 0 | 0
2982 | 0.06 | 0.06 | 0.03 | 0.03 | 0 | 0 | 0.12 | 0.12 | 0 | 0
2983 | 0.11 | 0.11 | 0.05 | 0.05 | 0 | 0 | 0.05 | 0.05 | 0 | 0
2984 | 0.17 | 0.17 | 0.08 | 0.08 | 0 | 0 | 0.02 | 0.02 | 0 | 0
2985 | 0.18 | 0.18 | 0.09 | 0.09 | 0 | 0 | 1.14 | 1.14 | 10.04 | 10.04
2986 | 0.44 | 0.44 | 0.21 | 0.21 | 0 | 0 | 0.46 | 0.46 | 0 | 0
2987 | 0.34 | 0.34 | 0.17 | 0.17 | 0 | 0 | 0.19 | 0.19 | 0 | 0
2988 | 0.35 | 0.35 | 0.17 | 0.17 | 0 | 0 | 0.08 | 0.08 | 0 | 0
2989 | 0.15 | 0.15 | 0.07 | 0.07 | 0 | 0 | 0.03 | 0.03 | 0 | 0
2990 | 0.43 | 0.43 | 0.21 | 0.21 | 0 | 0 | 0.02 | 0.02 | 0 | 0
2991 | 0.25 | 0.25 | 0.12 | 0.12 | 0 | 0 | 0.01 | 0.01 | 0 | 0
2992 | 0.4 | 0.4 | 0.19 | 0.19 | 0 | 0 | 0.01 | 0.01 | 0 | 0
2993 | 0.26 | 0.26 | 0.13 | 0.13 | 0 | 0 | 0.3 | 0.3 | 0 | 0
2994 | 0.14 | 0.14 | 0.07 | 0.07 | 1.385 | 1.385 | 0.75 | 0.75 | 0 | 0
2995 | 0.18 | 0.18 | 0.09 | 0.09 | 0 | 0 | 0.3 | 0.3 | 0 | 0
2996 | 0.5 | 0.5 | 0.24 | 0.24 | 0 | 0 | 1 | 1 | 0 | 0
2997 | 0.28 | 0.28 | 0.14 | 0.14 | 0 | 0 | 0.4 | 0.4 | 0 | 0
2998 | 0.15 | 0.15 | 0.07 | 0.07 | 0 | 0 | 1.24 | 1.24 | 0 | 0
2999 | 0.09 | 0.09 | 0.04 | 0.04 | 0 | 0 | 1.64 | 1.64 | 0 | 0
3000 | 0.04 | 0.04 | 0.02 | 0.02 | 0 | 0 | 1.9 | 1.9 | 0 | 0
3001 | 0.04 | 0.04 | 0.02 | 0.02 | 0 | 0 | 0.76 | 0.76 | 0 | 0
3002 | 0.04 | 0.04 | 0.02 | 0.02 | 0 | 0 | 1.78 | 1.78 | 0 | 0
3003 | 0.04 | 0.04 | 0.02 | 0.02 | 0 | 0 | 0.71 | 0.71 | 0 | 0
3004 | 0.04 | 0.04 | 0.02 | 0.02 | 0 | 0 | 1.83 | 1.83 | 0 | 0
3005 | 0.04 | 0.04 | 0.02 | 0.02 | 0 | 0 | 2.3 | 2.3 | 0 | 0
3006 | 0.04 | 0.04 | 0.02 | 0.02 | 0 | 0 | 2.27 | 2.27 | 0 | 0
3007 | 0.31 | 0.31 | 0.15 | 0.15 | 0 | 0 | 1.89 | 1.89 | 0 | 0
3008 | 0.38 | 0.38 | 0.18 | 0.18 | 0 | 0 | 0.76 | 0.76 | 0 | 0
3009 | 0.49 | 0.49 | 0.24 | 0.24 | 0 | 0 | 0.31 | 0.31 | 0 | 0
3010 | 0.2 | 0.2 | 0.1 | 0.1 | 0 | 0 | 0.13 | 0.13 | 0 | 0
3011 | 0.12 | 0.12 | 0.06 | 0.06 | 0 | 0 | 0.94 | 0.94 | 0 | 0
3012 | 0.1 | 0.1 | 0.05 | 0.05 | 0 | 0 | 0.38 | 0.38 | 0 | 0
3013 | 0.15 | 0.15 | 0.07 | 0.07 | 0 | 0 | 0.97 | 0.97 | 0 | 0
3014 | 0.18 | 0.18 | 0.09 | 0.09 | 0 | 0 | 0.39 | 0.39 | 0 | 0
3015 | 0.2 | 0.2 | 0.1 | 0.1 | 0 | 0 | 0.16 | 0.16 | 0 | 0
3016 | 0.4 | 0.4 | 0.19 | 0.19 | 0 | 0 | 0.07 | 0.07 | 0 | 0
3017 | 0.25 | 0.25 | 0.12 | 0.12 | 0 | 0 | 0.78 | 0.78 | 0 | 0
3018 | 0.22 | 0.22 | 0.11 | 0.11 | 0 | 0 | 0.32 | 0.32 | 0 | 0
3019 | 0.18 | 0.18 | 0.09 | 0.09 | 0 | 0 | 0.91 | 0.91 | 0 | 0
3020 | 0.15 | 0.15 | 0.07 | 0.07 | 0 | 0 | 1.16 | 1.16 | 0 | 0
3021 | 0.2 | 0.2 | 0.1 | 0.1 | 2.6199 | 2.6199 | 1.36 | 1.36 | 0 | 0
3022 | 0.09 | 0.09 | 0.04 | 0.04 | 0 | 0 | 0.55 | 0.55 | 0 | 0
3023 | 0.07 | 0.07 | 0.03 | 0.03 | 0 | 0 | 1.28 | 1.28 | 0 | 0
3024 | 0.04 | 0.04 | 0.02 | 0.02 | 0 | 0 | 0.52 | 0.52 | 0 | 0
3025 | 0.04 | 0.04 | 0.02 | 0.02 | 0 | 0 | 0.21 | 0.21 | 0 | 0
3026 | 0.06 | 0.06 | 0.03 | 0.03 | 0 | 0 | 0.09 | 0.09 | 0 | 0
3027 | 0.04 | 0.04 | 0.02 | 0.02 | 0 | 0 | 1.32 | 1.32 | 0 | 0
3028 | 0.04 | 0.04 | 0.02 | 0.02 | 0 | 0 | 0.53 | 0.53 | 0 | 0
3029 | 0.13 | 0.13 | 0.06 | 0.06 | 0 | 0 | 0.21 | 0.21 | 0 | 0
3030 | 0.08 | 0.08 | 0.04 | 0.04 | 0 | 0 | 0.09 | 0.09 | 0 | 0
3031 | 0.06 | 0.06 | 0.03 | 0.03 | 0 | 0 | 1.37 | 1.37 | 0 | 0
3032 | 0.28 | 0.28 | 0.13 | 0.13 | 0 | 0 | 0.55 | 0.55 | 0 | 0
3033 | 0.07 | 0.07 | 0.03 | 0.03 | 0 | 0 | 0.22 | 0.22 | 0 | 0
3034 | 0.04 | 0.04 | 0.02 | 0.02 | 0 | 0 | 0.09 | 0.09 | 0 | 0
3035 | 0.04 | 0.04 | 0.02 | 0.02 | 0 | 0 | 0.04 | 0.04 | 0 | 0
3036 | 0.05 | 0.05 | 0.02 | 0.02 | 0 | 0 | 0.49 | 0.49 | 0 | 0
3037 | 0.07 | 0.07 | 0.03 | 0.03 | 0 | 0 | 0.2 | 0.2 | 9.65 | 9.65
3038 | 0.22 | 0.22 | 0.11 | 0.11 | 0 | 0 | 0.53 | 0.53 | 0 | 0
3039 | 0.33 | 0.33 | 0.16 | 0.16 | 0 | 0 | 0.22 | 0.22 | 0 | 0
3040 | 0.28 | 0.28 | 0.14 | 0.14 | 0 | 0 | 0.51 | 0.51 | 0 | 0
3041 | 0.38 | 0.38 | 0.18 | 0.18 | 0 | 0 | 0.21 | 0.21 | 0 | 0
3042 | 0.33 | 0.33 | 0.16 | 0.16 | 0 | 0 | 0.09 | 0.09 | 0 | 0
3043 | 0.29 | 0.29 | 0.14 | 0.14 | 0 | 0 | 0.04 | 0.04 | 0 | 0
3044 | 0.24 | 0.24 | 0.11 | 0.11 | 0 | 0 | 0.02 | 0.02 | 0 | 0
3045 | 0.25 | 0.25 | 0.12 | 0.12 | 0 | 0 | 0.01 | 0.01 | 0 | 0
3046 | 0.2 | 0.2 | 0.1 | 0.1 | 0 | 0 | 0.72 | 0.72 | 0 | 0
3047 | 0.09 | 0.09 | 0.04 | 0.04 | 0 | 0 | 1.11 | 1.11 | 0 | 0
3048 | 0.04 | 0.04 | 0.02 | 0.02 | 0 | 0 | 0.45 | 0.45 | 0 | 0
3049 | 0.05 | 0.05 | 0.02 | 0.02 | 0 | 0 | 0.18 | 0.18 | 0 | 0
3050 | 0.05 | 0.05 | 0.02 | 0.02 | 0 | 0 | 0.08 | 0.08 | 0 | 0
3051 | 0.05 | 0.05 | 0.02 | 0.02 | 0 | 0 | 0.03 | 0.03 | 0 | 0
3052 | 0.05 | 0.05 | 0.02 | 0.02 | 0 | 0 | 0.02 | 0.02 | 0 | 0
3053 | 0.1 | 0.1 | 0.05 | 0.05 | 0 | 0 | 1.28 | 1.28 | 0 | 0
3054 | 0.07 | 0.07 | 0.04 | 0.04 | 0 | 0 | 0.52 | 0.52 | 0 | 0
3055 | 0.04 | 0.04 | 0.02 | 0.02 | 0 | 0 | 0.21 | 0.21 | 0 | 0
3056 | 0.06 | 0.06 | 0.03 | 0.03 | 0 | 0 | 0.09 | 0.09 | 0 | 0
3057 | 0.06 | 0.06 | 0.03 | 0.03 | 0 | 0 | 0.04 | 0.04 | 0 | 0
3058 | 0.1 | 0.1 | 0.05 | 0.05 | 0 | 0 | 0.02 | 0.02 | 0 | 0
3059 | 0.09 | 0.09 | 0.04 | 0.04 | 0 | 0 | 0.01 | 0.01 | 0 | 0
3060 | 0.04 | 0.04 | 0.02 | 0.02 | 0 | 0 | 0.37 | 0.37 | 0 | 0
3061 | 0.04 | 0.04 | 0.02 | 0.02 | 0 | 0 | 0.15 | 0.15 | 0 | 0
3062 | 0.07 | 0.07 | 0.03 | 0.03 | 0 | 0 | 0.06 | 0.06 | 0 | 0
3063 | 0.29 | 0.29 | 0.14 | 0.14 | 0 | 0 | 0.03 | 0.03 | 0 | 0
3064 | 0.46 | 0.46 | 0.22 | 0.22 | 0 | 0 | 0.38 | 0.38 | 0 | 0
3065 | 0.18 | 0.18 | 0.09 | 0.09 | 0 | 0 | 0.15 | 0.15 | 9.78 | 9.78
3066 | 0.23 | 0.23 | 0.11 | 0.11 | 0 | 0 | 0.06 | 0.06 | 0 | 0
3067 | 0.24 | 0.24 | 0.12 | 0.12 | 0 | 0 | 0.03 | 0.03 | 0 | 0
3068 | 0.24 | 0.24 | 0.12 | 0.12 | 0 | 0 | 0.01 | 0.01 | 0 | 0
3069 | 0.19 | 0.19 | 0.09 | 0.09 | 0 | 0 | 0.01 | 0.01 | 0 | 0
3070 | 0.1 | 0.1 | 0.05 | 0.05 | 0 | 0 | 0.01 | 0.01 | 0 | 0
3071 | 0.05 | 0.05 | 0.03 | 0.03 | 0 | 0 | 0 | 0 | 0 | 0
3072 | 0.05 | 0.05 | 0.02 | 0.02 | 0 | 0 | 0 | 0 | 0 | 0
3073 | 0.06 | 0.06 | 0.03 | 0.03 | 0 | 0 | 0 | 0 | 0 | 0
3074 | 0.04 | 0.04 | 0.02 | 0.02 | 0 | 0 | 1 | 1 | 0 | 0
3075 | 0.04 | 0.04 | 0.02 | 0.02 | 0 | 0 | 0.4 | 0.4 | 0 | 0
3076 | 0.04 | 0.04 | 0.02 | 0.02 | 0 | 0 | 0.16 | 0.16 | 0 | 0
3077 | 0.1 | 0.1 | 0.05 | 0.05 | 0 | 0 | 0.07 | 0.07 | 0 | 0
3078 | 0.08 | 0.08 | 0.04 | 0.04 | 0 | 0 | 0.03 | 0.03 | 0 | 0
3079 | 0.1 | 0.1 | 0.05 | 0.05 | 0 | 0 | 1.27 | 1.27 | 0 | 0
3080 | 0.48 | 0.48 | 0.23 | 0.23 | 0 | 0 | 0.62 | 0.62 | 0 | 0
3081 | 0.19 | 0.19 | 0.09 | 0.09 | 0 | 0 | 0.25 | 0.25 | 0 | 0
3082 | 0.45 | 0.45 | 0.22 | 0.22 | 0 | 0 | 0.77 | 0.77 | 0 | 0
3083 | 0.1 | 0.1 | 0.05 | 0.05 | 0 | 0 | 0.31 | 0.31 | 0 | 0
3084 | 0.29 | 0.29 | 0.14 | 0.14 | 0 | 0 | 0.13 | 0.13 | 0 | 0
3085 | 0.29 | 0.29 | 0.14 | 0.14 | 2.4073 | 2.4073 | 0.52 | 0.52 | 0 | 0
3086 | 0.28 | 0.28 | 0.14 | 0.14 | 0 | 0 | 0.21 | 0.21 | 0 | 0
3087 | 0.24 | 0.24 | 0.12 | 0.12 | 0 | 0 | 0.09 | 0.09 | 0 | 0
3088 | 0.28 | 0.28 | 0.13 | 0.13 | 0 | 0 | 0.04 | 0.04 | 0 | 0
3089 | 0.25 | 0.25 | 0.12 | 0.12 | 0 | 0 | 0.02 | 0.02 | 0 | 0
3090 | 0.39 | 0.39 | 0.19 | 0.19 | 0 | 0 | 0.01 | 0.01 | 0 | 0
3091 | 0.22 | 0.22 | 0.11 | 0.11 | 0 | 0 | 0.01 | 0.01 | 0 | 0
3092 | 0.2 | 0.2 | 0.1 | 0.1 | 0 | 0 | 0 | 0 | 0 | 0
3093 | 0.95 | 0.95 | 0.46 | 0.46 | 0 | 0 | 0 | 0 | 0 | 0
3094 | 0.52 | 0.52 | 0.25 | 0.25 | 0 | 0 | 0 | 0 | 0 | 0
3095 | 0.08 | 0.08 | 0.04 | 0.04 | 9.9 | 9.9 | 0 | 0 | 0 | 0
3096 | 0.05 | 0.05 | 0.02 | 0.02 | 0.0657 | 0.0657 | 0 | 0 | 0 | 0
3097 | 0.05 | 0.05 | 0.02 | 0.02 | 0 | 0 | 0 | 0 | 0 | 0
3098 | 0.05 | 0.05 | 0.02 | 0.02 | 0 | 0 | 0 | 0 | 0 | 0
3099 | 0.05 | 0.05 | 0.02 | 0.02 | 0 | 0 | 0 | 0 | 0 | 0
3100 | 0.04 | 0.04 | 0.02 | 0.02 | 0 | 0 | 1.18 | 1.18 | 0 | 0
3101 | 0.08 | 0.08 | 0.04 | 0.04 | 0 | 0 | 0.47 | 0.47 | 0 | 0
3102 | 0.07 | 0.07 | 0.03 | 0.03 | 0 | 0 | 1.54 | 1.54 | 0 | 0
3103 | 0.09 | 0.09 | 0.04 | 0.04 | 0 | 0 | 1.15 | 1.15 | 0 | 0
3104 | 0.19 | 0.19 | 0.09 | 0.09 | 0 | 0 | 0.46 | 0.46 | 11.41 | 11.41
3105 | 0.32 | 0.32 | 0.15 | 0.15 | 0 | 0 | 1.11 | 1.11 | 0 | 0
3106 | 0.11 | 0.11 | 0.05 | 0.05 | 0 | 0 | 0.45 | 0.45 | 0 | 0
3107 | 0.08 | 0.08 | 0.04 | 0.04 | 0 | 0 | 0.18 | 0.18 | 0 | 0
3108 | 0.11 | 0.11 | 0.05 | 0.05 | 0 | 0 | 0.54 | 0.54 | 0 | 0
3109 | 0.09 | 0.09 | 0.05 | 0.05 | 0 | 0 | 0.22 | 0.22 | 0 | 0
3110 | 0.05 | 0.05 | 0.02 | 0.02 | 0 | 0 | 0.09 | 0.09 | 0 | 0
3111 | 0.2 | 0.2 | 0.1 | 0.1 | 0 | 0 | 0.04 | 0.04 | 0 | 0
3112 | 0.14 | 0.14 | 0.07 | 0.07 | 0 | 0 | 0.02 | 0.02 | 0 | 0
3113 | 0.13 | 0.13 | 0.06 | 0.06 | 0 | 0 | 0.01 | 0.01 | 0 | 0
3114 | 0.17 | 0.17 | 0.08 | 0.08 | 0 | 0 | 0.01 | 0.01 | 0 | 0
3115 | 0.14 | 0.14 | 0.07 | 0.07 | 0 | 0 | 0 | 0 | 0 | 0
3116 | 0.16 | 0.16 | 0.08 | 0.08 | 0.8878 | 0.8878 | 0 | 0 | 0 | 0
3117 | 0.15 | 0.15 | 0.07 | 0.07 | 0 | 0 | 0 | 0 | 0 | 0
3118 | 0.13 | 0.13 | 0.06 | 0.06 | 0 | 0 | 0 | 0 | 0 | 0
3119 | 0.05 | 0.05 | 0.02 | 0.02 | 0 | 0 | 0 | 0 | 0 | 0
3120 | 0.04 | 0.04 | 0.02 | 0.02 | 0 | 0 | 0 | 0 | 0 | 0
3121 | 0.04 | 0.04 | 0.02 | 0.02 | 0 | 0 | 0 | 0 | 0 | 0
3122 | 0.05 | 0.05 | 0.02 | 0.02 | 0 | 0 | 0 | 0 | 0 | 0
3123 | 0.04 | 0.04 | 0.02 | 0.02 | 0 | 0 | 0 | 0 | 0 | 0
3124 | 0.04 | 0.04 | 0.02 | 0.02 | 0 | 0 | 0 | 0 | 0 | 0
3125 | 0.04 | 0.04 | 0.02 | 0.02 | 0 | 0 | 0 | 0 | 0 | 0
3126 | 0.11 | 0.11 | 0.05 | 0.05 | 0 | 0 | 0 | 0 | 0 | 0
3127 | 0.35 | 0.35 | 0.17 | 0.17 | 0 | 0 | 0 | 0 | 0 | 0
3128 | 0.1 | 0.1 | 0.05 | 0.05 | 0 | 0 | 0 | 0 | 0 | 0
3129 | 0.26 | 0.26 | 0.12 | 0.12 | 0 | 0 | 0 | 0 | 0 | 0
3130 | 0.08 | 0.08 | 0.04 | 0.04 | 0 | 0 | 0 | 0 | 9.75 | 9.75
3131 | 0.15 | 0.15 | 0.07 | 0.07 | 0 | 0 | 0 | 0 | 0 | 0
3132 | 0.09 | 0.09 | 0.04 | 0.04 | 0 | 0 | 0 | 0 | 0 | 0
3133 | 0.25 | 0.25 | 0.12 | 0.12 | 0 | 0 | 0 | 0 | 0 | 0
3134 | 0.18 | 0.18 | 0.09 | 0.09 | 0 | 0 | 0 | 0 | 0 | 0
3135 | 0.18 | 0.18 | 0.09 | 0.09 | 0 | 0 | 0 | 0 | 0 | 0
3136 | 0.16 | 0.16 | 0.08 | 0.08 | 0 | 0 | 0.56 | 0.56 | 0 | 0
3137 | 0.42 | 0.42 | 0.2 | 0.2 | 0 | 0 | 0.23 | 0.23 | 0 | 0
3138 | 0.14 | 0.14 | 0.07 | 0.07 | 0 | 0 | 0.65 | 0.65 | 0 | 0
3139 | 0.09 | 0.09 | 0.04 | 0.04 | 0 | 0 | 0.26 | 0.26 | 0 | 0
3140 | 0.19 | 0.19 | 0.09 | 0.09 | 0 | 0 | 0.76 | 0.76 | 0 | 0
3141 | 0.36 | 0.36 | 0.17 | 0.17 | 0 | 0 | 0.31 | 0.31 | 0 | 0
3142 | 0.14 | 0.14 | 0.07 | 0.07 | 0 | 0 | 0.13 | 0.13 | 0 | 0
3143 | 0.05 | 0.05 | 0.02 | 0.02 | 0 | 0 | 1.03 | 1.03 | 0 | 0
3144 | 0.04 | 0.04 | 0.02 | 0.02 | 0 | 0 | 0.41 | 0.41 | 0 | 0
3145 | 0.04 | 0.04 | 0.02 | 0.02 | 0 | 0 | 0.17 | 0.17 | 0 | 0
3146 | 0.04 | 0.04 | 0.02 | 0.02 | 0 | 0 | 0.07 | 0.07 | 0 | 0
3147 | 0.04 | 0.04 | 0.02 | 0.02 | 0 | 0 | 0.03 | 0.03 | 0 | 0
3148 | 0.05 | 0.05 | 0.02 | 0.02 | 0 | 0 | 0.02 | 0.02 | 0 | 0
3149 | 0.04 | 0.04 | 0.02 | 0.02 | 0 | 0 | 0.01 | 0.01 | 0 | 0
3150 | 0.07 | 0.07 | 0.03 | 0.03 | 0 | 0 | 1.16 | 1.16 | 0 | 0
3151 | 0.19 | 0.19 | 0.09 | 0.09 | 0 | 0 | 1.23 | 1.23 | 0 | 0
3152 | 0.04 | 0.04 | 0.02 | 0.02 | 0 | 0 | 0.49 | 0.49 | 0 | 0
3153 | 0.19 | 0.19 | 0.09 | 0.09 | 0 | 0 | 0.2 | 0.2 | 0 | 0
3154 | 0.22 | 0.22 | 0.1 | 0.1 | 0 | 0 | 0.85 | 0.85 | 0 | 0
3155 | 0.56 | 0.56 | 0.27 | 0.27 | 0 | 0 | 0.34 | 0.34 | 0 | 0
3156 | 0.3 | 0.3 | 0.15 | 0.15 | 0 | 0 | 0.14 | 0.14 | 0 | 0
3157 | 0.27 | 0.27 | 0.13 | 0.13 | 0 | 0 | 0.06 | 0.06 | 0 | 0
3158 | 0.23 | 0.23 | 0.11 | 0.11 | 0 | 0 | 0.03 | 0.03 | 0 | 0
3159 | 0.4 | 0.4 | 0.19 | 0.19 | 0 | 0 | 0.01 | 0.01 | 0 | 0
3160 | 0.24 | 0.24 | 0.11 | 0.11 | 0 | 0 | 0.39 | 0.39 | 0 | 0
3161 | 0.11 | 0.11 | 0.05 | 0.05 | 0 | 0 | 0.16 | 0.16 | 11.66 | 11.66
3162 | 0.1 | 0.1 | 0.05 | 0.05 | 0 | 0 | 0.07 | 0.07 | 0 | 0
3163 | 0.07 | 0.07 | 0.04 | 0.04 | 0 | 0 | 0.48 | 0.48 | 0 | 0
3164 | 0.13 | 0.13 | 0.06 | 0.06 | 0 | 0 | 0.7 | 0.7 | 0 | 0
3165 | 0.62 | 0.62 | 0.3 | 0.3 | 0 | 0 | 0.87 | 0.87 | 0 | 0
3166 | 0.27 | 0.27 | 0.13 | 0.13 | 0 | 0 | 0.35 | 0.35 | 0 | 0
3167 | 0.04 | 0.04 | 0.02 | 0.02 | 0 | 0 | 0.14 | 0.14 | 0 | 0
3168 | 0.04 | 0.04 | 0.02 | 0.02 | 0 | 0 | 0.06 | 0.06 | 0 | 0
3169 | 0.04 | 0.04 | 0.02 | 0.02 | 0 | 0 | 0.03 | 0.03 | 0 | 0
3170 | 0.04 | 0.04 | 0.02 | 0.02 | 0 | 0 | 0.01 | 0.01 | 0 | 0
3171 | 0.06 | 0.06 | 0.03 | 0.03 | 0 | 0 | 0.01 | 0.01 | 0 | 0
3172 | 0.05 | 0.05 | 0.02 | 0.02 | 0 | 0 | 0.96 | 0.96 | 0 | 0
3173 | 0.04 | 0.04 | 0.02 | 0.02 | 0 | 0 | 0.39 | 0.39 | 0 | 0
3174 | 0.15 | 0.15 | 0.07 | 0.07 | 0 | 0 | 0.16 | 0.16 | 0 | 0
3175 | 0.3 | 0.3 | 0.15 | 0.15 | 0 | 0 | 1.05 | 1.05 | 0 | 0
3176 | 0.59 | 0.59 | 0.28 | 0.28 | 0 | 0 | 0.42 | 0.42 | 0 | 0
3177 | 0.5 | 0.5 | 0.24 | 0.24 | 0 | 0 | 1.04 | 1.04 | 0 | 0
3178 | 0.17 | 0.17 | 0.08 | 0.08 | 0 | 0 | 0.42 | 0.42 | 0 | 0
3179 | 0.06 | 0.06 | 0.03 | 0.03 | 0 | 0 | 0.17 | 0.17 | 0 | 0
3180 | 0.1 | 0.1 | 0.05 | 0.05 | 0 | 0 | 0.88 | 0.88 | 0 | 0
3181 | 0.13 | 0.13 | 0.06 | 0.06 | 0 | 0 | 0.35 | 0.35 | 0 | 0
3182 | 0.18 | 0.18 | 0.09 | 0.09 | 0 | 0 | 0.14 | 0.14 | 0 | 0
3183 | 0.16 | 0.16 | 0.08 | 0.08 | 0 | 0 | 0.06 | 0.06 | 0 | 0
3184 | 0.25 | 0.25 | 0.12 | 0.12 | 0 | 0 | 0.03 | 0.03 | 0 | 0
3185 | 0.2 | 0.2 | 0.1 | 0.1 | 0 | 0 | 0.01 | 0.01 | 0 | 0
3186 | 0.21 | 0.21 | 0.1 | 0.1 | 0 | 0 | 0.01 | 0.01 | 0 | 0
3187 | 0.17 | 0.17 | 0.08 | 0.08 | 0.665 | 0.665 | 1.06 | 1.06 | 0 | 0
3188 | 0.17 | 0.17 | 0.08 | 0.08 | 0 | 0 | 0.43 | 0.43 | 0 | 0
3189 | 0.16 | 0.16 | 0.08 | 0.08 | 0 | 0 | 1.26 | 1.26 | 0 | 0
3190 | 0.09 | 0.09 | 0.04 | 0.04 | 0 | 0 | 1.59 | 1.59 | 0 | 0
3191 | 0.04 | 0.04 | 0.02 | 0.02 | 0 | 0 | 0.64 | 0.64 | 0 | 0
3192 | 0.05 | 0.05 | 0.02 | 0.02 | 0 | 0 | 0.26 | 0.26 | 0 | 0
3193 | 0.04 | 0.04 | 0.02 | 0.02 | 0 | 0 | 1.14 | 1.14 | 0 | 0
3194 | 0.04 | 0.04 | 0.02 | 0.02 | 0 | 0 | 1.48 | 1.48 | 0 | 0
3195 | 0.04 | 0.04 | 0.02 | 0.02 | 0 | 0 | 0.6 | 0.6 | 0 | 0
3196 | 0.04 | 0.04 | 0.02 | 0.02 | 0 | 0 | 0.24 | 0.24 | 0 | 0
3197 | 0.1 | 0.1 | 0.05 | 0.05 | 0 | 0 | 0.1 | 0.1 | 0 | 0
3198 | 0.08 | 0.08 | 0.04 | 0.04 | 0 | 0 | 1.09 | 1.09 | 0 | 0
3199 | 0.38 | 0.38 | 0.19 | 0.19 | 0 | 0 | 0.44 | 0.44 | 9.74 | 9.74
3200 | 0.17 | 0.17 | 0.08 | 0.08 | 0 | 0 | 1.24 | 1.24 | 0 | 0
3201 | 0.16 | 0.16 | 0.08 | 0.08 | 0 | 0 | 0.81 | 0.81 | 0 | 0
3202 | 0.14 | 0.14 | 0.07 | 0.07 | 0 | 0 | 0.42 | 0.42 | 0 | 0
3203 | 0.1 | 0.1 | 0.05 | 0.05 | 0 | 0 | 0.17 | 0.17 | 0 | 0
3204 | 0.08 | 0.08 | 0.04 | 0.04 | 0 | 0 | 1.11 | 1.11 | 0 | 0
3205 | 0.05 | 0.05 | 0.02 | 0.02 | 0 | 0 | 0.96 | 0.96 | 0 | 0
3206 | 0.32 | 0.32 | 0.16 | 0.16 | 0 | 0 | 0.39 | 0.39 | 0 | 0
3207 | 0.35 | 0.35 | 0.17 | 0.17 | 0 | 0 | 1.14 | 1.14 | 0 | 0
3208 | 0.24 | 0.24 | 0.12 | 0.12 | 0 | 0 | 0.94 | 0.94 | 0 | 0
3209 | 0.32 | 0.32 | 0.16 | 0.16 | 0 | 0 | 0.93 | 0.93 | 0 | 0
3210 | 0.35 | 0.35 | 0.17 | 0.17 | 0 | 0 | 0.38 | 0.38 | 0 | 0
3211 | 0.2 | 0.2 | 0.1 | 0.1 | 0 | 0 | 0.15 | 0.15 | 0 | 0
3212 | 0.2 | 0.2 | 0.1 | 0.1 | 0 | 0 | 0.06 | 0.06 | 0 | 0
3213 | 0.58 | 0.58 | 0.28 | 0.28 | 0 | 0 | 0.03 | 0.03 | 0 | 0
3214 | 0.1 | 0.1 | 0.05 | 0.05 | 0 | 0 | 1.02 | 1.02 | 0 | 0
3215 | 0.04 | 0.04 | 0.02 | 0.02 | 0 | 0 | 0.41 | 0.41 | 0 | 0
3216 | 0.04 | 0.04 | 0.02 | 0.02 | 0 | 0 | 1.17 | 1.17 | 0 | 0
3217 | 0.04 | 0.04 | 0.02 | 0.02 | 0 | 0 | 0.47 | 0.47 | 0 | 0
3218 | 0.04 | 0.04 | 0.02 | 0.02 | 0 | 0 | 0.19 | 0.19 | 0 | 0
3219 | 0.04 | 0.04 | 0.02 | 0.02 | 0 | 0 | 0.08 | 0.08 | 0 | 0
3220 | 0.04 | 0.04 | 0.02 | 0.02 | 0 | 0 | 0.03 | 0.03 | 0 | 0
3221 | 0.12 | 0.12 | 0.06 | 0.06 | 0 | 0 | 0.02 | 0.02 | 10.12 | 10.12
3222 | 0.08 | 0.08 | 0.04 | 0.04 | 0 | 0 | 0.98 | 0.98 | 0 | 0
3223 | 0.07 | 0.07 | 0.04 | 0.04 | 0 | 0 | 1.25 | 1.25 | 0 | 0
3224 | 0.07 | 0.07 | 0.04 | 0.04 | 0 | 0 | 0.5 | 0.5 | 0 | 0
3225 | 0.1 | 0.1 | 0.05 | 0.05 | 0 | 0 | 0.2 | 0.2 | 0 | 0
3226 | 0.1 | 0.1 | 0.05 | 0.05 | 0 | 0 | 0.08 | 0.08 | 0 | 0
3227 | 0.09 | 0.09 | 0.04 | 0.04 | 0 | 0 | 0.92 | 0.92 | 0 | 0
3228 | 0.13 | 0.13 | 0.06 | 0.06 | 0 | 0 | 0.73 | 0.73 | 0 | 0
3229 | 0.15 | 0.15 | 0.07 | 0.07 | 0 | 0 | 0.29 | 0.29 | 0 | 0
3230 | 0.11 | 0.11 | 0.06 | 0.06 | 0 | 0 | 0.12 | 0.12 | 0 | 0
3231 | 0.18 | 0.18 | 0.09 | 0.09 | 0 | 0 | 0.81 | 0.81 | 0 | 0
3232 | 0.21 | 0.21 | 0.1 | 0.1 | 0 | 0 | 0.33 | 0.33 | 0 | 0
3233 | 0.18 | 0.18 | 0.09 | 0.09 | 0 | 0 | 0.13 | 0.13 | 0 | 0
3234 | 0.21 | 0.21 | 0.1 | 0.1 | 0 | 0 | 0.89 | 0.89 | 0 | 0
3235 | 0.16 | 0.16 | 0.08 | 0.08 | 0 | 0 | 1.25 | 1.25 | 0 | 0
3236 | 0.28 | 0.28 | 0.14 | 0.14 | 0 | 0 | 1.47 | 1.47 | 0 | 0
3237 | 0.45 | 0.45 | 0.22 | 0.22 | 0 | 0 | 0.59 | 0.59 | 0 | 0
3238 | 0.12 | 0.12 | 0.06 | 0.06 | 0 | 0 | 1.31 | 1.31 | 0 | 0
3239 | 0.05 | 0.05 | 0.02 | 0.02 | 0 | 0 | 1.64 | 1.64 | 0 | 0
3240 | 0.04 | 0.04 | 0.02 | 0.02 | 0 | 0 | 1.79 | 1.79 | 0 | 0
3241 | 0.05 | 0.05 | 0.02 | 0.02 | 0 | 0 | 0.72 | 0.72 | 0 | 0
3242 | 0.04 | 0.04 | 0.02 | 0.02 | 0 | 0 | 1.55 | 1.55 | 0 | 0
3243 | 0.04 | 0.04 | 0.02 | 0.02 | 0 | 0 | 0.62 | 0.62 | 0 | 0
3244 | 0.04 | 0.04 | 0.02 | 0.02 | 2.985 | 2.985 | 0.25 | 0.25 | 0 | 0
3245 | 0.08 | 0.08 | 0.04 | 0.04 | 0 | 0 | 1.41 | 1.41 | 0 | 0
3246 | 0.08 | 0.08 | 0.04 | 0.04 | 0 | 0 | 0.57 | 0.57 | 0 | 0
3247 | 0.06 | 0.06 | 0.03 | 0.03 | 0 | 0 | 1.52 | 1.52 | 0 | 0
3248 | 0.07 | 0.07 | 0.04 | 0.04 | 0 | 0 | 0.61 | 0.61 | 0 | 0
3249 | 0.11 | 0.11 | 0.05 | 0.05 | 0 | 0 | 1.48 | 1.48 | 0 | 0
3250 | 0.11 | 0.11 | 0.05 | 0.05 | 0 | 0 | 0.59 | 0.59 | 0 | 0
3251 | 0.06 | 0.06 | 0.03 | 0.03 | 0 | 0 | 1.36 | 1.36 | 0 | 0
3252 | 0.51 | 0.51 | 0.25 | 0.25 | 0 | 0 | 0.55 | 0.55 | 0 | 0
3253 | 0.56 | 0.56 | 0.27 | 0.27 | 0 | 0 | 0.22 | 0.22 | 0 | 0
3254 | 0.19 | 0.19 | 0.09 | 0.09 | 0 | 0 | 1.13 | 1.13 | 0 | 0
3255 | 0.26 | 0.26 | 0.13 | 0.13 | 0 | 0 | 0.5 | 0.5 | 0 | 0
3256 | 0.25 | 0.25 | 0.12 | 0.12 | 0 | 0 | 0.2 | 0.2 | 0 | 0
3257 | 0.22 | 0.22 | 0.1 | 0.1 | 0 | 0 | 1.09 | 1.09 | 0 | 0
3258 | 0.25 | 0.25 | 0.12 | 0.12 | 0 | 0 | 1.09 | 1.09 | 0 | 0
3259 | 0.18 | 0.18 | 0.09 | 0.09 | 0 | 0 | 0.44 | 0.44 | 0 | 0
3260 | 0.2 | 0.2 | 0.1 | 0.1 | 0 | 0 | 1.23 | 1.23 | 0 | 0
3261 | 0.35 | 0.35 | 0.17 | 0.17 | 0 | 0 | 1.62 | 1.62 | 16.71 | 16.71
3262 | 0.17 | 0.17 | 0.08 | 0.08 | 0 | 0 | 0.65 | 0.65 | 0 | 0
3263 | 0.05 | 0.05 | 0.03 | 0.03 | 0 | 0 | 1.52 | 1.52 | 0 | 0
3264 | 0.04 | 0.04 | 0.02 | 0.02 | 0 | 0 | 0.61 | 0.61 | 0 | 0
3265 | 0.04 | 0.04 | 0.02 | 0.02 | 0 | 0 | 0.25 | 0.25 | 0 | 0
3266 | 0.04 | 0.04 | 0.02 | 0.02 | 0 | 0 | 0.1 | 0.1 | 0 | 0
3267 | 0.05 | 0.05 | 0.02 | 0.02 | 0 | 0 | 0.04 | 0.04 | 0 | 0
3268 | 0.04 | 0.04 | 0.02 | 0.02 | 0 | 0 | 0.02 | 0.02 | 0 | 0
3269 | 0.09 | 0.09 | 0.05 | 0.05 | 0 | 0 | 0.01 | 0.01 | 0 | 0
3270 | 0.12 | 0.12 | 0.06 | 0.06 | 0 | 0 | 1.22 | 1.22 | 0 | 0
3271 | 0.1 | 0.1 | 0.05 | 0.05 | 0 | 0 | 1.22 | 1.22 | 0 | 0
3272 | 0.06 | 0.06 | 0.03 | 0.03 | 0 | 0 | 0.49 | 0.49 | 0 | 0
3273 | 0.05 | 0.05 | 0.02 | 0.02 | 0 | 0 | 1.31 | 1.31 | 0 | 0
3274 | 0.04 | 0.04 | 0.02 | 0.02 | 0 | 0 | 0.53 | 0.53 | 0 | 0
3275 | 0.06 | 0.06 | 0.03 | 0.03 | 0 | 0 | 0.21 | 0.21 | 0 | 0
3276 | 0.43 | 0.43 | 0.21 | 0.21 | 0 | 0 | 0.09 | 0.09 | 0 | 0
3277 | 0.13 | 0.13 | 0.06 | 0.06 | 0 | 0 | 0.04 | 0.04 | 0 | 0
3278 | 0.1 | 0.1 | 0.05 | 0.05 | 0 | 0 | 0.02 | 0.02 | 0 | 0
3279 | 0.3 | 0.3 | 0.15 | 0.15 | 0 | 0 | 0.01 | 0.01 | 0 | 0
3280 | 0.32 | 0.32 | 0.16 | 0.16 | 0 | 0 | 0.01 | 0.01 | 0 | 0
3281 | 0.23 | 0.23 | 0.11 | 0.11 | 0 | 0 | 0 | 0 | 0 | 0
3282 | 0.25 | 0.25 | 0.12 | 0.12 | 0 | 0 | 0.66 | 0.66 | 0 | 0
3283 | 0.18 | 0.18 | 0.09 | 0.09 | 0 | 0 | 1.35 | 1.35 | 0 | 0
3284 | 0.5 | 0.5 | 0.24 | 0.24 | 0 | 0 | 1.63 | 1.63 | 0 | 0
3285 | 0.39 | 0.39 | 0.19 | 0.19 | 0 | 0 | 1.86 | 1.86 | 0 | 0
3286 | 0.17 | 0.17 | 0.08 | 0.08 | 0 | 0 | 0.75 | 0.75 | 0 | 0
3287 | 0.1 | 0.1 | 0.05 | 0.05 | 0 | 0 | 0.3 | 0.3 | 0 | 0
3288 | 0.04 | 0.04 | 0.02 | 0.02 | 0 | 0 | 0.12 | 0.12 | 0 | 0
3289 | 0.04 | 0.04 | 0.02 | 0.02 | 0 | 0 | 1.26 | 1.26 | 0 | 0
3290 | 0.04 | 0.04 | 0.02 | 0.02 | 0 | 0 | 1.7 | 1.7 | 0 | 0
3291 | 0.04 | 0.04 | 0.02 | 0.02 | 0 | 0 | 0.68 | 0.68 | 0 | 0
3292 | 0.04 | 0.04 | 0.02 | 0.02 | 0 | 0 | 0.28 | 0.28 | 0 | 0
3293 | 0.04 | 0.04 | 0.02 | 0.02 | 0 | 0 | 1.3 | 1.3 | 0 | 0
3294 | 0.08 | 0.08 | 0.04 | 0.04 | 0 | 0 | 0.52 | 0.52 | 0 | 0
3295 | 0.16 | 0.16 | 0.08 | 0.08 | 0 | 0 | 0.21 | 0.21 | 0 | 0
3296 | 0.1 | 0.1 | 0.05 | 0.05 | 0 | 0 | 1.18 | 1.18 | 0 | 0
3297 | 0.19 | 0.19 | 0.09 | 0.09 | 0 | 0 | 0.48 | 0.48 | 0 | 0
3298 | 0.19 | 0.19 | 0.09 | 0.09 | 0 | 0 | 1.26 | 1.26 | 9.91 | 9.91
3299 | 0.12 | 0.12 | 0.06 | 0.06 | 0 | 0 | 0.51 | 0.51 | 0 | 0
3300 | 0.09 | 0.09 | 0.05 | 0.05 | 0 | 0 | 0.21 | 0.21 | 0 | 0
3301 | 0.08 | 0.08 | 0.04 | 0.04 | 0 | 0 | 0.09 | 0.09 | 0 | 0
3302 | 0.13 | 0.13 | 0.06 | 0.06 | 0 | 0 | 0.04 | 0.04 | 0 | 0
3303 | 0.15 | 0.15 | 0.07 | 0.07 | 0 | 0 | 0.02 | 0.02 | 0 | 0
3304 | 0.43 | 0.43 | 0.21 | 0.21 | 0 | 0 | 0.7 | 0.7 | 0 | 0
3305 | 0.31 | 0.31 | 0.15 | 0.15 | 0 | 0 | 0.28 | 0.28 | 0 | 0
3306 | 0.26 | 0.26 | 0.12 | 0.12 | 0 | 0 | 0.12 | 0.12 | 0 | 0
3307 | 0.26 | 0.26 | 0.13 | 0.13 | 0 | 0 | 0.7 | 0.7 | 0 | 0
3308 | 0.13 | 0.13 | 0.06 | 0.06 | 0 | 0 | 0.93 | 0.93 | 0 | 0
3309 | 0.12 | 0.12 | 0.06 | 0.06 | 0 | 0 | 0.37 | 0.37 | 0 | 0
3310 | 0.11 | 0.11 | 0.05 | 0.05 | 0 | 0 | 0.15 | 0.15 | 0 | 0
3311 | 0.08 | 0.08 | 0.04 | 0.04 | 0 | 0 | 0.06 | 0.06 | 0 | 0
3312 | 0.05 | 0.05 | 0.03 | 0.03 | 0 | 0 | 0.03 | 0.03 | 0 | 0
3313 | 0.06 | 0.06 | 0.03 | 0.03 | 0 | 0 | 1.04 | 1.04 | 0 | 0
3314 | 0.05 | 0.05 | 0.03 | 0.03 | 0 | 0 | 0.42 | 0.42 | 0 | 0
3315 | 0.05 | 0.05 | 0.02 | 0.02 | 0 | 0 | 1.18 | 1.18 | 0 | 0
3316 | 0.04 | 0.04 | 0.02 | 0.02 | 0 | 0 | 0.48 | 0.48 | 0 | 0
3317 | 0.04 | 0.04 | 0.02 | 0.02 | 0 | 0 | 1.19 | 1.19 | 0 | 0
3318 | 0.07 | 0.07 | 0.03 | 0.03 | 0 | 0 | 0.48 | 0.48 | 0 | 0
3319 | 0.05 | 0.05 | 0.02 | 0.02 | 0 | 0 | 0.2 | 0.2 | 0 | 0
3320 | 0.13 | 0.13 | 0.06 | 0.06 | 0 | 0 | 0.82 | 0.82 | 11.52 | 11.52
3321 | 0.21 | 0.21 | 0.1 | 0.1 | 0 | 0 | 0.39 | 0.39 | 0 | 0
3322 | 0.66 | 0.66 | 0.32 | 0.32 | 0 | 0 | 0.16 | 0.16 | 0 | 0
3323 | 0.3 | 0.3 | 0.14 | 0.14 | 0 | 0 | 0.07 | 0.07 | 0 | 0
3324 | 0.2 | 0.2 | 0.1 | 0.1 | 0 | 0 | 0.03 | 0.03 | 0 | 0
3325 | 0.16 | 0.16 | 0.08 | 0.08 | 0 | 0 | 0.01 | 0.01 | 0 | 0
3326 | 0.18 | 0.18 | 0.09 | 0.09 | 0 | 0 | 0.01 | 0.01 | 0 | 0
3327 | 0.21 | 0.21 | 0.1 | 0.1 | 0 | 0 | 0.01 | 0.01 | 0 | 0
3328 | 0.73 | 0.73 | 0.35 | 0.35 | 0 | 0 | 0.39 | 0.39 | 0 | 0
3329 | 0.91 | 0.91 | 0.44 | 0.44 | 0 | 0 | 0.16 | 0.16 | 0 | 0
3330 | 0.52 | 0.52 | 0.25 | 0.25 | 0 | 0 | 0.07 | 0.07 | 0 | 0
3331 | 0.24 | 0.24 | 0.12 | 0.12 | 0 | 0 | 0.47 | 0.47 | 0 | 0
3332 | 0.21 | 0.21 | 0.1 | 0.1 | 0 | 0 | 0.55 | 0.55 | 0 | 0
3333 | 0.2 | 0.2 | 0.1 | 0.1 | 0 | 0 | 0.22 | 0.22 | 0 | 0
3334 | 0.17 | 0.17 | 0.08 | 0.08 | 0 | 0 | 0.75 | 0.75 | 0 | 0
3335 | 0.13 | 0.13 | 0.06 | 0.06 | 0 | 0 | 1.05 | 1.05 | 0 | 0
3336 | 0.11 | 0.11 | 0.05 | 0.05 | 0 | 0 | 1.24 | 1.24 | 0 | 0
3337 | 0.07 | 0.07 | 0.03 | 0.03 | 0 | 0 | 0.5 | 0.5 | 0 | 0
3338 | 0.05 | 0.05 | 0.02 | 0.02 | 0 | 0 | 0.2 | 0.2 | 0 | 0
3339 | 0.05 | 0.05 | 0.02 | 0.02 | 0 | 0 | 0.08 | 0.08 | 0 | 0
3340 | 0.05 | 0.05 | 0.02 | 0.02 | 0 | 0 | 0.04 | 0.04 | 0 | 0
3341 | 0.04 | 0.04 | 0.02 | 0.02 | 0 | 0 | 0.02 | 0.02 | 0 | 0
3342 | 0.07 | 0.07 | 0.03 | 0.03 | 0 | 0 | 0.01 | 0.01 | 0 | 0
3343 | 0.34 | 0.34 | 0.16 | 0.16 | 0 | 0 | 0.01 | 0.01 | 0 | 0
3344 | 0.32 | 0.32 | 0.16 | 0.16 | 0 | 0 | 0.85 | 0.85 | 0 | 0
3345 | 0.35 | 0.35 | 0.17 | 0.17 | 0 | 0 | 0.34 | 0.34 | 0 | 0
3346 | 0.19 | 0.19 | 0.09 | 0.09 | 0 | 0 | 0.14 | 0.14 | 0 | 0
3347 | 0.2 | 0.2 | 0.1 | 0.1 | 0 | 0 | 0.06 | 0.06 | 0 | 0
3348 | 0.77 | 0.77 | 0.37 | 0.37 | 0 | 0 | 0.03 | 0.03 | 0 | 0
3349 | 0.24 | 0.24 | 0.12 | 0.12 | 0 | 0 | 0.01 | 0.01 | 0 | 0
3350 | 0.16 | 0.16 | 0.08 | 0.08 | 0 | 0 | 0.01 | 0.01 | 0 | 0
3351 | 0.19 | 0.19 | 0.09 | 0.09 | 0 | 0 | 0.01 | 0.01 | 0 | 0
3352 | 0.26 | 0.26 | 0.12 | 0.12 | 1.4487 | 1.4487 | 0 | 0 | 0 | 0
3353 | 0.21 | 0.21 | 0.1 | 0.1 | 0 | 0 | 0 | 0 | 0 | 0
3354 | 0.22 | 0.22 | 0.11 | 0.11 | 0 | 0 | 0 | 0 | 0 | 0
3355 | 0.15 | 0.15 | 0.07 | 0.07 | 0 | 0 | 0 | 0 | 0 | 0
3356 | 0.15 | 0.15 | 0.07 | 0.07 | 0.4624 | 0.4624 | 1.02 | 1.02 | 0 | 0
3357 | 0.12 | 0.12 | 0.06 | 0.06 | 0 | 0 | 1.44 | 1.44 | 0 | 0
3358 | 0.1 | 0.1 | 0.05 | 0.05 | 0 | 0 | 1.62 | 1.62 | 0 | 0
3359 | 0.05 | 0.05 | 0.02 | 0.02 | 0 | 0 | 0.65 | 0.65 | 0 | 0
3360 | 0.04 | 0.04 | 0.02 | 0.02 | 0 | 0 | 1.33 | 1.33 | 0 | 0
3361 | 0.04 | 0.04 | 0.02 | 0.02 | 0 | 0 | 0.54 | 0.54 | 0 | 0
3362 | 0.04 | 0.04 | 0.02 | 0.02 | 0 | 0 | 1.29 | 1.29 | 0 | 0
3363 | 0.04 | 0.04 | 0.02 | 0.02 | 0 | 0 | 1.58 | 1.58 | 0 | 0
3364 | 0.04 | 0.04 | 0.02 | 0.02 | 0 | 0 | 0.64 | 0.64 | 0 | 0
3365 | 0.1 | 0.1 | 0.05 | 0.05 | 0 | 0 | 1.32 | 1.32 | 0 | 0
3366 | 0.06 | 0.06 | 0.03 | 0.03 | 0 | 0 | 1.46 | 1.46 | 0 | 0
3367 | 0.09 | 0.09 | 0.05 | 0.05 | 0 | 0 | 1.41 | 1.41 | 0 | 0
3368 | 0.09 | 0.09 | 0.04 | 0.04 | 0 | 0 | 0.57 | 0.57 | 0 | 0
3369 | 0.09 | 0.09 | 0.04 | 0.04 | 0 | 0 | 0.88 | 0.88 | 0 | 0
3370 | 0.12 | 0.12 | 0.06 | 0.06 | 0 | 0 | 0.36 | 0.36 | 0 | 0
3371 | 0.14 | 0.14 | 0.07 | 0.07 | 0 | 0 | 0.15 | 0.15 | 0 | 0
3372 | 0.17 | 0.17 | 0.08 | 0.08 | 0 | 0 | 0.8 | 0.8 | 0 | 0
3373 | 0.14 | 0.14 | 0.07 | 0.07 | 0 | 0 | 0.44 | 0.44 | 0 | 0
3374 | 0.24 | 0.24 | 0.12 | 0.12 | 0 | 0 | 0.18 | 0.18 | 0 | 0
3375 | 0.29 | 0.29 | 0.14 | 0.14 | 0 | 0 | 0.07 | 0.07 | 0 | 0
3376 | 0.27 | 0.27 | 0.13 | 0.13 | 0 | 0 | 0.03 | 0.03 | 10.16 | 10.16
3377 | 0.24 | 0.24 | 0.12 | 0.12 | 0 | 0 | 0.02 | 0.02 | 0 | 0
3378 | 0.45 | 0.45 | 0.22 | 0.22 | 0 | 0 | 0.01 | 0.01 | 0 | 0
3379 | 0.19 | 0.19 | 0.09 | 0.09 | 0 | 0 | 0.54 | 0.54 | 0 | 0
3380 | 0.15 | 0.15 | 0.07 | 0.07 | 0 | 0 | 0.22 | 0.22 | 0 | 0
3381 | 0.12 | 0.12 | 0.06 | 0.06 | 0 | 0 | 0.09 | 0.09 | 0 | 0
3382 | 0.08 | 0.08 | 0.04 | 0.04 | 0 | 0 | 0.04 | 0.04 | 0 | 0
3383 | 0.04 | 0.04 | 0.02 | 0.02 | 0 | 0 | 0.89 | 0.89 | 0 | 0
3384 | 0.04 | 0.04 | 0.02 | 0.02 | 1.5183 | 1.5183 | 0.36 | 0.36 | 0 | 0
3385 | 0.04 | 0.04 | 0.02 | 0.02 | 0 | 0 | 0.15 | 0.15 | 0 | 0
3386 | 0.04 | 0.04 | 0.02 | 0.02 | 0 | 0 | 0.06 | 0.06 | 0 | 0
3387 | 0.04 | 0.04 | 0.02 | 0.02 | 0 | 0 | 0.03 | 0.03 | 0 | 0
3388 | 0.04 | 0.04 | 0.02 | 0.02 | 0 | 0 | 1.14 | 1.14 | 0 | 0
3389 | 0.09 | 0.09 | 0.04 | 0.04 | 0 | 0 | 1.6 | 1.6 | 0 | 0
3390 | 0.07 | 0.07 | 0.03 | 0.03 | 0 | 0 | 0.64 | 0.64 | 0 | 0
3391 | 0.08 | 0.08 | 0.04 | 0.04 | 0 | 0 | 1.26 | 1.26 | 0 | 0
3392 | 0.53 | 0.53 | 0.26 | 0.26 | 0 | 0 | 0.51 | 0.51 | 0 | 0
3393 | 0.32 | 0.32 | 0.15 | 0.15 | 0 | 0 | 0.74 | 0.74 | 0 | 0
3394 | 0.13 | 0.13 | 0.06 | 0.06 | 0 | 0 | 0.3 | 0.3 | 0 | 0
3395 | 0.19 | 0.19 | 0.09 | 0.09 | 0 | 0 | 0.12 | 0.12 | 0 | 0
3396 | 0.13 | 0.13 | 0.06 | 0.06 | 0 | 0 | 0.05 | 0.05 | 0 | 0
3397 | 0.06 | 0.06 | 0.03 | 0.03 | 0 | 0 | 0.02 | 0.02 | 0 | 0
3398 | 0.3 | 0.3 | 0.14 | 0.14 | 0 | 0 | 0.01 | 0.01 | 0 | 0
3399 | 0.31 | 0.31 | 0.15 | 0.15 | 0 | 0 | 0.01 | 0.01 | 0 | 0
3400 | 0.31 | 0.31 | 0.15 | 0.15 | 0 | 0 | 0.01 | 0.01 | 0 | 0
3401 | 0.17 | 0.17 | 0.08 | 0.08 | 0 | 0 | 0 | 0 | 0 | 0
3402 | 0.33 | 0.33 | 0.16 | 0.16 | 0 | 0 | 0.1 | 0.1 | 0 | 0
3403 | 0.31 | 0.31 | 0.15 | 0.15 | 0 | 0 | 0.04 | 0.04 | 12.25 | 12.25
3404 | 0.15 | 0.15 | 0.07 | 0.07 | 0 | 0 | 0.02 | 0.02 | 0 | 0
3405 | 0.32 | 0.32 | 0.16 | 0.16 | 1.4327 | 1.4327 | 0.35 | 0.35 | 0 | 0
3406 | 0.11 | 0.11 | 0.05 | 0.05 | 0 | 0 | 0.54 | 0.54 | 0 | 0
3407 | 0.05 | 0.05 | 0.02 | 0.02 | 0 | 0 | 0.78 | 0.78 | 0 | 0
3408 | 0.04 | 0.04 | 0.02 | 0.02 | 0 | 0 | 1.03 | 1.03 | 0 | 0
3409 | 0.04 | 0.04 | 0.02 | 0.02 | 0 | 0 | 0.42 | 0.42 | 0 | 0
3410 | 0.04 | 0.04 | 0.02 | 0.02 | 0 | 0 | 0.17 | 0.17 | 0 | 0
3411 | 0.04 | 0.04 | 0.02 | 0.02 | 0 | 0 | 0.07 | 0.07 | 0 | 0
3412 | 0.05 | 0.05 | 0.02 | 0.02 | 0 | 0 | 0.03 | 0.03 | 0 | 0
3413 | 0.09 | 0.09 | 0.04 | 0.04 | 0 | 0 | 0.02 | 0.02 | 0 | 0
3414 | 0.06 | 0.06 | 0.03 | 0.03 | 0 | 0 | 1.01 | 1.01 | 0 | 0
3415 | 0.07 | 0.07 | 0.04 | 0.04 | 0 | 0 | 0.52 | 0.52 | 0 | 0
3416 | 0.06 | 0.06 | 0.03 | 0.03 | 0 | 0 | 0.21 | 0.21 | 0 | 0
3417 | 0.06 | 0.06 | 0.03 | 0.03 | 0 | 0 | 0.09 | 0.09 | 0 | 0
3418 | 0.09 | 0.09 | 0.04 | 0.04 | 0 | 0 | 0.04 | 0.04 | 0 | 0
3419 | 0.05 | 0.05 | 0.02 | 0.02 | 0 | 0 | 0.02 | 0.02 | 0 | 0
3420 | 0.23 | 0.23 | 0.11 | 0.11 | 0 | 0 | 0.01 | 0.01 | 0 | 0
3421 | 0.67 | 0.67 | 0.32 | 0.32 | 0 | 0 | 0.01 | 0.01 | 0 | 0
3422 | 0.12 | 0.12 | 0.06 | 0.06 | 0 | 0 | 0 | 0 | 0 | 0
3423 | 0.1 | 0.1 | 0.05 | 0.05 | 0 | 0 | 0 | 0 | 0 | 0
3424 | 0.27 | 0.27 | 0.13 | 0.13 | 0 | 0 | 0 | 0 | 0 | 0
3425 | 0.13 | 0.13 | 0.06 | 0.06 | 0 | 0 | 0 | 0 | 0 | 0
3426 | 0.16 | 0.16 | 0.08 | 0.08 | 0 | 0 | 0 | 0 | 0 | 0
3427 | 0.13 | 0.13 | 0.06 | 0.06 | 0 | 0 | 0 | 0 | 0 | 0
3428 | 0.11 | 0.11 | 0.05 | 0.05 | 0 | 0 | 0 | 0 | 10.29 | 10.29
3429 | 0.11 | 0.11 | 0.06 | 0.06 | 0 | 0 | 0 | 0 | 0 | 0
3430 | 0.1 | 0.1 | 0.05 | 0.05 | 0 | 0 | 0 | 0 | 0 | 0
3431 | 0.05 | 0.05 | 0.02 | 0.02 | 0 | 0 | 0 | 0 | 0 | 0
3432 | 0.05 | 0.05 | 0.02 | 0.02 | 0 | 0 | 0 | 0 | 0 | 0
3433 | 0.05 | 0.05 | 0.02 | 0.02 | 0 | 0 | 0 | 0 | 0 | 0
3434 | 0.05 | 0.05 | 0.02 | 0.02 | 0 | 0 | 0 | 0 | 0 | 0
3435 | 0.04 | 0.04 | 0.02 | 0.02 | 0 | 0 | 0.86 | 0.86 | 0 | 0
3436 | 0.04 | 0.04 | 0.02 | 0.02 | 0 | 0 | 1.24 | 1.24 | 0 | 0
3437 | 0.05 | 0.05 | 0.02 | 0.02 | 0 | 0 | 0.5 | 0.5 | 0 | 0
3438 | 0.29 | 0.29 | 0.14 | 0.14 | 0 | 0 | 0.2 | 0.2 | 0 | 0
3439 | 0.21 | 0.21 | 0.1 | 0.1 | 0 | 0 | 1.09 | 1.09 | 0 | 0
3440 | 0.44 | 0.44 | 0.21 | 0.21 | 0 | 0 | 0.44 | 0.44 | 0 | 0
3441 | 0.48 | 0.48 | 0.23 | 0.23 | 0 | 0 | 0.18 | 0.18 | 0 | 0
3442 | 0.31 | 0.31 | 0.15 | 0.15 | 0 | 0 | 0.07 | 0.07 | 0 | 0
3443 | 0.12 | 0.12 | 0.06 | 0.06 | 0 | 0 | 0.03 | 0.03 | 0 | 0
3444 | 0.13 | 0.13 | 0.06 | 0.06 | 0 | 0 | 0.02 | 0.02 | 0 | 0
3445 | 0.07 | 0.07 | 0.04 | 0.04 | 0 | 0 | 0.01 | 0.01 | 0 | 0
3446 | 0.08 | 0.08 | 0.04 | 0.04 | 0 | 0 | 0.01 | 0.01 | 0 | 0
3447 | 0.18 | 0.18 | 0.08 | 0.08 | 0 | 0 | 1.44 | 1.44 | 0 | 0
3448 | 0.17 | 0.17 | 0.08 | 0.08 | 0 | 0 | 0.58 | 0.58 | 0 | 0
3449 | 0.34 | 0.34 | 0.16 | 0.16 | 0 | 0 | 0.23 | 0.23 | 0 | 0
3450 | 0.23 | 0.23 | 0.11 | 0.11 | 0 | 0 | 1.56 | 1.56 | 0 | 0
3451 | 0.12 | 0.12 | 0.06 | 0.06 | 0 | 0 | 1.89 | 1.89 | 0 | 0
3452 | 0.14 | 0.14 | 0.07 | 0.07 | 0 | 0 | 2.13 | 2.13 | 0 | 0
3453 | 0.1 | 0.1 | 0.05 | 0.05 | 0 | 0 | 2.32 | 2.32 | 0 | 0
3454 | 0.07 | 0.07 | 0.04 | 0.04 | 0 | 0 | 0.93 | 0.93 | 0 | 0
3455 | 0.04 | 0.04 | 0.02 | 0.02 | 0 | 0 | 0.38 | 0.38 | 0 | 0
3456 | 0.04 | 0.04 | 0.02 | 0.02 | 0 | 0 | 0.15 | 0.15 | 0 | 0
3457 | 0.04 | 0.04 | 0.02 | 0.02 | 0 | 0 | 0.06 | 0.06 | 0 | 0
3458 | 0.04 | 0.04 | 0.02 | 0.02 | 0 | 0 | 1.46 | 1.46 | 0 | 0
3459 | 0.04 | 0.04 | 0.02 | 0.02 | 0 | 0 | 2 | 2 | 0 | 0
3460 | 0.04 | 0.04 | 0.02 | 0.02 | 0 | 0 | 0.8 | 0.8 | 0 | 0
3461 | 0.04 | 0.04 | 0.02 | 0.02 | 0 | 0 | 0.32 | 0.32 | 12.32 | 12.32
3462 | 0.08 | 0.08 | 0.04 | 0.04 | 0 | 0 | 0.13 | 0.13 | 0 | 0
3463 | 0.14 | 0.14 | 0.07 | 0.07 | 0 | 0 | 0.06 | 0.06 | 0 | 0
3464 | 0.06 | 0.06 | 0.03 | 0.03 | 0 | 0 | 1.31 | 1.31 | 0 | 0
3465 | 0.1 | 0.1 | 0.05 | 0.05 | 0 | 0 | 0.53 | 0.53 | 0 | 0
3466 | 0.1 | 0.1 | 0.05 | 0.05 | 0 | 0 | 0.21 | 0.21 | 0 | 0
3467 | 0.2 | 0.2 | 0.1 | 0.1 | 0 | 0 | 0.09 | 0.09 | 0 | 0
3468 | 0.21 | 0.21 | 0.1 | 0.1 | 0 | 0 | 0.04 | 0.04 | 0 | 0
3469 | 0.08 | 0.08 | 0.04 | 0.04 | 0 | 0 | 0.02 | 0.02 | 0 | 0
3470 | 0.12 | 0.12 | 0.06 | 0.06 | 0 | 0 | 0.01 | 0.01 | 0 | 0
3471 | 0.17 | 0.17 | 0.08 | 0.08 | 0 | 0 | 0.01 | 0.01 | 0 | 0
3472 | 0.16 | 0.16 | 0.08 | 0.08 | 0 | 0 | 1.02 | 1.02 | 0 | 0
3473 | 0.13 | 0.13 | 0.06 | 0.06 | 0 | 0 | 0.41 | 0.41 | 0 | 0
3474 | 0.09 | 0.09 | 0.04 | 0.04 | 0 | 0 | 1.18 | 1.18 | 0 | 0
3475 | 0.15 | 0.15 | 0.07 | 0.07 | 0 | 0 | 0.47 | 0.47 | 0 | 0
3476 | 0.15 | 0.15 | 0.07 | 0.07 | 0 | 0 | 1.22 | 1.22 | 0 | 0
3477 | 0.31 | 0.31 | 0.15 | 0.15 | 0 | 0 | 0.49 | 0.49 | 0 | 0
3478 | 0.08 | 0.08 | 0.04 | 0.04 | 0 | 0 | 0.2 | 0.2 | 0 | 0
3479 | 0.06 | 0.06 | 0.03 | 0.03 | 0 | 0 | 0.08 | 0.08 | 0 | 0
3480 | 0.04 | 0.04 | 0.02 | 0.02 | 0 | 0 | 1.03 | 1.03 | 0 | 0
3481 | 0.05 | 0.05 | 0.02 | 0.02 | 0 | 0 | 0.41 | 0.41 | 0 | 0
3482 | 0.04 | 0.04 | 0.02 | 0.02 | 0 | 0 | 0.17 | 0.17 | 0 | 0
3483 | 0.05 | 0.05 | 0.02 | 0.02 | 0 | 0 | 1.06 | 1.06 | 0 | 0
3484 | 0.04 | 0.04 | 0.02 | 0.02 | 0 | 0 | 0.43 | 0.43 | 0 | 0
3485 | 0.04 | 0.04 | 0.02 | 0.02 | 0 | 0 | 0.17 | 0.17 | 0 | 0
3486 | 0.09 | 0.09 | 0.04 | 0.04 | 0 | 0 | 0.07 | 0.07 | 0 | 0
3487 | 0.06 | 0.06 | 0.03 | 0.03 | 0 | 0 | 0.96 | 0.96 | 0 | 0
3488 | 0.2 | 0.2 | 0.1 | 0.1 | 0 | 0 | 1 | 1 | 0 | 0
3489 | 0.31 | 0.31 | 0.15 | 0.15 | 0 | 0 | 0.96 | 0.96 | 0 | 0
3490 | 0.55 | 0.55 | 0.26 | 0.26 | 0 | 0 | 0.39 | 0.39 | 0 | 0
3491 | 0.18 | 0.18 | 0.09 | 0.09 | 0 | 0 | 0.16 | 0.16 | 0 | 0
3492 | 0.51 | 0.51 | 0.25 | 0.25 | 0 | 0 | 0.73 | 0.73 | 0 | 0
3493 | 0.25 | 0.25 | 0.12 | 0.12 | 0 | 0 | 0.3 | 0.3 | 0 | 0
3494 | 0.19 | 0.19 | 0.09 | 0.09 | 0 | 0 | 0.12 | 0.12 | 0 | 0
3495 | 0.16 | 0.16 | 0.08 | 0.08 | 0 | 0 | 0.55 | 0.55 | 0 | 0
3496 | 0.12 | 0.12 | 0.06 | 0.06 | 0 | 0 | 0.22 | 0.22 | 0 | 0
3497 | 0.17 | 0.17 | 0.08 | 0.08 | 0 | 0 | 0.09 | 0.09 | 0 | 0
3498 | 0.4 | 0.4 | 0.19 | 0.19 | 0 | 0 | 0.47 | 0.47 | 0 | 0
3499 | 0.25 | 0.25 | 0.12 | 0.12 | 0 | 0 | 0.53 | 0.53 | 0 | 0
3500 | 0.13 | 0.13 | 0.06 | 0.06 | 0 | 0 | 0.69 | 0.69 | 0 | 0
3501 | 0.15 | 0.15 | 0.07 | 0.07 | 0 | 0 | 0.28 | 0.28 | 0 | 0
3502 | 0.37 | 0.37 | 0.18 | 0.18 | 0 | 0 | 0.11 | 0.11 | 0 | 0
3503 | 0.23 | 0.23 | 0.11 | 0.11 | 0.7467 | 0.7467 | 0.79 | 0.79 | 0 | 0
3504 | 0.05 | 0.05 | 0.02 | 0.02 | 0 | 0 | 0.32 | 0.32 | 0 | 0
3505 | 0.04 | 0.04 | 0.02 | 0.02 | 0 | 0 | 0.13 | 0.13 | 0 | 0
3506 | 0.04 | 0.04 | 0.02 | 0.02 | 0 | 0 | 0.98 | 0.98 | 0 | 0
3507 | 0.04 | 0.04 | 0.02 | 0.02 | 0 | 0 | 1.29 | 1.29 | 0 | 0
3508 | 0.04 | 0.04 | 0.02 | 0.02 | 0 | 0 | 1.42 | 1.42 | 0 | 0
3509 | 0.04 | 0.04 | 0.02 | 0.02 | 0 | 0 | 0.57 | 0.57 | 10.23 | 10.23
3510 | 0.23 | 0.23 | 0.11 | 0.11 | 0 | 0 | 0.23 | 0.23 | 0 | 0
3511 | 0.29 | 0.29 | 0.14 | 0.14 | 0 | 0 | 0.97 | 0.97 | 0 | 0
3512 | 0.27 | 0.27 | 0.13 | 0.13 | 0 | 0 | 0.39 | 0.39 | 0 | 0
3513 | 0.51 | 0.51 | 0.25 | 0.25 | 0 | 0 | 0.16 | 0.16 | 0 | 0
3514 | 0.23 | 0.23 | 0.11 | 0.11 | 0 | 0 | 0.07 | 0.07 | 0 | 0
3515 | 0.2 | 0.2 | 0.1 | 0.1 | 0 | 0 | 0.03 | 0.03 | 0 | 0
3516 | 0.06 | 0.06 | 0.03 | 0.03 | 0 | 0 | 0.01 | 0.01 | 0 | 0
3517 | 0.18 | 0.18 | 0.09 | 0.09 | 0 | 0 | 0.01 | 0.01 | 0 | 0
3518 | 0.17 | 0.17 | 0.08 | 0.08 | 0 | 0 | 0.01 | 0.01 | 0 | 0
3519 | 0.21 | 0.21 | 0.1 | 0.1 | 0 | 0 | 0.2 | 0.2 | 0 | 0
3520 | 0.09 | 0.09 | 0.04 | 0.04 | 0 | 0 | 0.08 | 0.08 | 0 | 0
3521 | 0.11 | 0.11 | 0.05 | 0.05 | 0 | 0 | 0.04 | 0.04 | 0 | 0
3522 | 0.32 | 0.32 | 0.16 | 0.16 | 0 | 0 | 0.21 | 0.21 | 0 | 0
3523 | 0.14 | 0.14 | 0.07 | 0.07 | 0 | 0 | 0.09 | 0.09 | 0 | 0
3524 | 0.14 | 0.14 | 0.07 | 0.07 | 0 | 0 | 0.04 | 0.04 | 0 | 0
3525 | 0.15 | 0.15 | 0.07 | 0.07 | 0 | 0 | 0.02 | 0.02 | 0 | 0
3526 | 0.07 | 0.07 | 0.03 | 0.03 | 0 | 0 | 0.01 | 0.01 | 0 | 0
3527 | 0.05 | 0.05 | 0.03 | 0.03 | 0 | 0 | 0.01 | 0.01 | 0 | 0
3528 | 0.04 | 0.04 | 0.02 | 0.02 | 0 | 0 | 0 | 0 | 0 | 0
3529 | 0.04 | 0.04 | 0.02 | 0.02 | 0 | 0 | 0 | 0 | 0 | 0
3530 | 0.05 | 0.05 | 0.02 | 0.02 | 0 | 0 | 0 | 0 | 0 | 0
3531 | 0.05 | 0.05 | 0.02 | 0.02 | 0 | 0 | 0 | 0 | 0 | 0
3532 | 0.05 | 0.05 | 0.02 | 0.02 | 0 | 0 | 0 | 0 | 0 | 0
3533 | 0.08 | 0.08 | 0.04 | 0.04 | 0 | 0 | 0.78 | 0.78 | 0 | 0
3534 | 0.1 | 0.1 | 0.05 | 0.05 | 0 | 0 | 0.31 | 0.31 | 0 | 0
3535 | 0.13 | 0.13 | 0.06 | 0.06 | 0 | 0 | 0.13 | 0.13 | 0 | 0
3536 | 0.11 | 0.11 | 0.05 | 0.05 | 0 | 0 | 0.67 | 0.67 | 0 | 0
3537 | 0.14 | 0.14 | 0.07 | 0.07 | 0 | 0 | 0.27 | 0.27 | 0 | 0
3538 | 0.13 | 0.13 | 0.06 | 0.06 | 0 | 0 | 0.54 | 0.54 | 0 | 0
3539 | 0.07 | 0.07 | 0.03 | 0.03 | 0 | 0 | 0.22 | 0.22 | 0 | 0
3540 | 0.05 | 0.05 | 0.02 | 0.02 | 0 | 0 | 0.09 | 0.09 | 0 | 0
3541 | 0.1 | 0.1 | 0.05 | 0.05 | 0 | 0 | 0.22 | 0.22 | 0 | 0
3542 | 0.09 | 0.09 | 0.04 | 0.04 | 0 | 0 | 0.09 | 0.09 | 0 | 0
3543 | 0.19 | 0.19 | 0.09 | 0.09 | 0 | 0 | 0.19 | 0.19 | 0 | 0
3544 | 0.16 | 0.16 | 0.08 | 0.08 | 0 | 0 | 0.08 | 0.08 | 0 | 0
3545 | 0.17 | 0.17 | 0.08 | 0.08 | 0 | 0 | 0.03 | 0.03 | 0 | 0
3546 | 0.49 | 0.49 | 0.24 | 0.24 | 0 | 0 | 0.02 | 0.02 | 0 | 0
3547 | 0.13 | 0.13 | 0.06 | 0.06 | 0 | 0 | 0.01 | 0.01 | 0 | 0
3548 | 0.14 | 0.14 | 0.07 | 0.07 | 0 | 0 | 0.01 | 0.01 | 0 | 0
3549 | 0.88 | 0.88 | 0.43 | 0.43 | 0 | 0 | 0 | 0 | 0 | 0
3550 | 0.32 | 0.32 | 0.16 | 0.16 | 7.1468 | 7.1468 | 0 | 0 | 0 | 0
3551 | 0.06 | 0.06 | 0.03 | 0.03 | 0 | 0 | 0 | 0 | 0 | 0
3552 | 0.05 | 0.05 | 0.02 | 0.02 | 0 | 0 | 0 | 0 | 0 | 0
3553 | 0.04 | 0.04 | 0.02 | 0.02 | 0 | 0 | 0.77 | 0.77 | 0 | 0
3554 | 0.05 | 0.05 | 0.02 | 0.02 | 0 | 0 | 0.31 | 0.31 | 0 | 0
3555 | 0.05 | 0.05 | 0.03 | 0.03 | 0 | 0 | 0.13 | 0.13 | 0 | 0
3556 | 0.04 | 0.04 | 0.02 | 0.02 | 0 | 0 | 0.05 | 0.05 | 0 | 0
3557 | 0.09 | 0.09 | 0.04 | 0.04 | 0 | 0 | 0.91 | 0.91 | 18.21 | 18.21
3558 | 0.07 | 0.07 | 0.04 | 0.04 | 0 | 0 | 0.37 | 0.37 | 0 | 0
3559 | 0.39 | 0.39 | 0.19 | 0.19 | 0 | 0 | 1.02 | 1.02 | 0 | 0
3560 | 0.13 | 0.13 | 0.06 | 0.06 | 0 | 0 | 0.49 | 0.49 | 0 | 0
3561 | 0.06 | 0.06 | 0.03 | 0.03 | 0 | 0 | 0.2 | 0.2 | 0 | 0
3562 | 0.08 | 0.08 | 0.04 | 0.04 | 0 | 0 | 0.08 | 0.08 | 0 | 0
3563 | 0.04 | 0.04 | 0.02 | 0.02 | 0 | 0 | 0.04 | 0.04 | 0 | 0
3564 | 0.05 | 0.05 | 0.02 | 0.02 | 0 | 0 | 0.02 | 0.02 | 0 | 0
3565 | 0.05 | 0.05 | 0.02 | 0.02 | 0 | 0 | 0.01 | 0.01 | 0 | 0
3566 | 0.06 | 0.06 | 0.03 | 0.03 | 0 | 0 | 0.01 | 0.01 | 0 | 0
3567 | 0.18 | 0.18 | 0.09 | 0.09 | 0 | 0 | 0 | 0 | 0 | 0
3568 | 0.24 | 0.24 | 0.12 | 0.12 | 0 | 0 | 0 | 0 | 0 | 0
3569 | 0.79 | 0.79 | 0.38 | 0.38 | 0 | 0 | 0 | 0 | 0 | 0
3570 | 0.31 | 0.31 | 0.15 | 0.15 | 0 | 0 | 0 | 0 | 0 | 0
3571 | 0.23 | 0.23 | 0.11 | 0.11 | 0 | 0 | 0 | 0 | 0 | 0
3572 | 0.15 | 0.15 | 0.07 | 0.07 | 0 | 0 | 0 | 0 | 0 | 0
3573 | 0.14 | 0.14 | 0.07 | 0.07 | 0 | 0 | 0 | 0 | 0 | 0
3574 | 0.12 | 0.12 | 0.06 | 0.06 | 0 | 0 | 0 | 0 | 0 | 0
3575 | 0.09 | 0.09 | 0.04 | 0.04 | 0 | 0 | 0.36 | 0.36 | 0 | 0
3576 | 0.05 | 0.05 | 0.02 | 0.02 | 0 | 0 | 0.15 | 0.15 | 0 | 0
3577 | 0.04 | 0.04 | 0.02 | 0.02 | 0 | 0 | 0.91 | 0.91 | 0 | 0
3578 | 0.04 | 0.04 | 0.02 | 0.02 | 0 | 0 | 0.37 | 0.37 | 0 | 0
3579 | 0.05 | 0.05 | 0.02 | 0.02 | 0 | 0 | 0.15 | 0.15 | 0 | 0
3580 | 0.04 | 0.04 | 0.02 | 0.02 | 0 | 0 | 0.97 | 0.97 | 0 | 0
3581 | 0.12 | 0.12 | 0.06 | 0.06 | 0 | 0 | 0.39 | 0.39 | 0 | 0
3582 | 0.08 | 0.08 | 0.04 | 0.04 | 0 | 0 | 0.16 | 0.16 | 0 | 0
3583 | 0.23 | 0.23 | 0.11 | 0.11 | 0 | 0 | 0.07 | 0.07 | 0 | 0
3584 | 0.07 | 0.07 | 0.03 | 0.03 | 0 | 0 | 0.83 | 0.83 | 0 | 0
3585 | 0.06 | 0.06 | 0.03 | 0.03 | 0 | 0 | 0.33 | 0.33 | 0 | 0
3586 | 0.11 | 0.11 | 0.05 | 0.05 | 0 | 0 | 0.14 | 0.14 | 0 | 0
3587 | 0.16 | 0.16 | 0.08 | 0.08 | 0 | 0 | 0.51 | 0.51 | 0 | 0
3588 | 0.08 | 0.08 | 0.04 | 0.04 | 0 | 0 | 0.21 | 0.21 | 0 | 0
3589 | 0.11 | 0.11 | 0.05 | 0.05 | 0 | 0 | 0.09 | 0.09 | 0 | 0
3590 | 0.12 | 0.12 | 0.06 | 0.06 | 0 | 0 | 0.04 | 0.04 | 0 | 0
3591 | 0.18 | 0.18 | 0.09 | 0.09 | 0 | 0 | 0.02 | 0.02 | 0 | 0
3592 | 0.35 | 0.35 | 0.17 | 0.17 | 0 | 0 | 0.01 | 0.01 | 0 | 0
3593 | 0.28 | 0.28 | 0.14 | 0.14 | 0 | 0 | 0.01 | 0.01 | 0 | 0
3594 | 0.22 | 0.22 | 0.11 | 0.11 | 0 | 0 | 0 | 0 | 0 | 0
3595 | 0.15 | 0.15 | 0.07 | 0.07 | 0 | 0 | 0 | 0 | 0 | 0
3596 | 0.13 | 0.13 | 0.06 | 0.06 | 0 | 0 | 0 | 0 | 0 | 0
3597 | 0.1 | 0.1 | 0.05 | 0.05 | 0 | 0 | 0 | 0 | 0 | 0
3598 | 0.1 | 0.1 | 0.05 | 0.05 | 0 | 0 | 0 | 0 | 0 | 0
3599 | 0.06 | 0.06 | 0.03 | 0.03 | 0 | 0 | 0 | 0 | 0 | 0
3600 | 0.04 | 0.04 | 0.02 | 0.02 | 0 | 0 | 0 | 0 | 0 | 0
3601 | 0.05 | 0.05 | 0.02 | 0.02 | 0 | 0 | 0.97 | 0.97 | 0 | 0
3602 | 0.05 | 0.05 | 0.02 | 0.02 | 0 | 0 | 0.39 | 0.39 | 0 | 0
3603 | 0.04 | 0.04 | 0.02 | 0.02 | 0 | 0 | 1.14 | 1.14 | 0 | 0
3604 | 0.04 | 0.04 | 0.02 | 0.02 | 0 | 0 | 0.46 | 0.46 | 0 | 0
3605 | 0.05 | 0.05 | 0.02 | 0.02 | 0 | 0 | 0.19 | 0.19 | 0 | 0
3606 | 0.07 | 0.07 | 0.03 | 0.03 | 0 | 0 | 0.08 | 0.08 | 0 | 0
3607 | 0.36 | 0.36 | 0.17 | 0.17 | 0 | 0 | 0.97 | 0.97 | 0 | 0
3608 | 0.12 | 0.12 | 0.06 | 0.06 | 0 | 0 | 0.39 | 0.39 | 0 | 0
3609 | 0.22 | 0.22 | 0.11 | 0.11 | 0 | 0 | 1 | 1 | 0 | 0
3610 | 0.35 | 0.35 | 0.17 | 0.17 | 0 | 0 | 0.4 | 0.4 | 0 | 0
3611 | 0.19 | 0.19 | 0.09 | 0.09 | 0 | 0 | 0.16 | 0.16 | 0 | 0
3612 | 0.13 | 0.13 | 0.06 | 0.06 | 0 | 0 | 0.07 | 0.07 | 0 | 0
3613 | 0.12 | 0.12 | 0.06 | 0.06 | 0 | 0 | 0.03 | 0.03 | 0 | 0
3614 | 0.19 | 0.19 | 0.09 | 0.09 | 0 | 0 | 0.02 | 0.02 | 0 | 0
3615 | 0.39 | 0.39 | 0.19 | 0.19 | 1.5799 | 1.5799 | 0.01 | 0.01 | 0 | 0
3616 | 0.37 | 0.37 | 0.18 | 0.18 | 0 | 0 | 0.01 | 0.01 | 0 | 0
3617 | 0.45 | 0.45 | 0.22 | 0.22 | 0 | 0 | 0 | 0 | 0 | 0
3618 | 0.27 | 0.27 | 0.13 | 0.13 | 0 | 0 | 0.86 | 0.86 | 0 | 0
3619 | 0.19 | 0.19 | 0.09 | 0.09 | 0 | 0 | 0.35 | 0.35 | 10.53 | 10.53
3620 | 0.16 | 0.16 | 0.08 | 0.08 | 0 | 0 | 0.14 | 0.14 | 0 | 0
3621 | 0.14 | 0.14 | 0.07 | 0.07 | 0 | 0 | 0.06 | 0.06 | 0 | 0
3622 | 0.12 | 0.12 | 0.06 | 0.06 | 0 | 0 | 0.03 | 0.03 | 0 | 0
3623 | 0.1 | 0.1 | 0.05 | 0.05 | 0 | 0 | 1 | 1 | 0 | 0
3624 | 0.08 | 0.08 | 0.04 | 0.04 | 0 | 0 | 0.4 | 0.4 | 0 | 0
3625 | 0.07 | 0.07 | 0.03 | 0.03 | 0 | 0 | 0.16 | 0.16 | 0 | 0
3626 | 0.06 | 0.06 | 0.03 | 0.03 | 0 | 0 | 1.06 | 1.06 | 0 | 0
3627 | 0.04 | 0.04 | 0.02 | 0.02 | 0 | 0 | 0.43 | 0.43 | 0 | 0
3628 | 0.05 | 0.05 | 0.02 | 0.02 | 0 | 0 | 1.18 | 1.18 | 0 | 0
3629 | 0.05 | 0.05 | 0.02 | 0.02 | 0 | 0 | 1.49 | 1.49 | 0 | 0
3630 | 0.06 | 0.06 | 0.03 | 0.03 | 0 | 0 | 0.6 | 0.6 | 0 | 0
3631 | 0.1 | 0.1 | 0.05 | 0.05 | 0 | 0 | 1.29 | 1.29 | 0 | 0
3632 | 0.41 | 0.41 | 0.2 | 0.2 | 0 | 0 | 1.15 | 1.15 | 0 | 0
3633 | 0.36 | 0.36 | 0.18 | 0.18 | 0 | 0 | 0.84 | 0.84 | 0 | 0
3634 | 0.19 | 0.19 | 0.09 | 0.09 | 0 | 0 | 0.34 | 0.34 | 0 | 0
3635 | 0.15 | 0.15 | 0.07 | 0.07 | 0 | 0 | 0.84 | 0.84 | 0 | 0
3636 | 0.1 | 0.1 | 0.05 | 0.05 | 0 | 0 | 0.34 | 0.34 | 0 | 0
3637 | 0.18 | 0.18 | 0.09 | 0.09 | 0 | 0 | 0.14 | 0.14 | 0 | 0
3638 | 0.21 | 0.21 | 0.1 | 0.1 | 0 | 0 | 0.06 | 0.06 | 0 | 0
3639 | 0.13 | 0.13 | 0.06 | 0.06 | 0 | 0 | 0.8 | 0.8 | 0 | 0
3640 | 0.22 | 0.22 | 0.11 | 0.11 | 0 | 0 | 0.32 | 0.32 | 0 | 0
3641 | 0.3 | 0.3 | 0.15 | 0.15 | 0 | 0 | 0.13 | 0.13 | 0 | 0
3642 | 0.3 | 0.3 | 0.15 | 0.15 | 0 | 0 | 0.96 | 0.96 | 0 | 0
3643 | 0.21 | 0.21 | 0.1 | 0.1 | 0 | 0 | 1.19 | 1.19 | 0 | 0
3644 | 0.2 | 0.2 | 0.1 | 0.1 | 0 | 0 | 0.48 | 0.48 | 0 | 0
3645 | 0.17 | 0.17 | 0.08 | 0.08 | 0 | 0 | 0.19 | 0.19 | 0 | 0
3646 | 0.1 | 0.1 | 0.05 | 0.05 | 0 | 0 | 0.08 | 0.08 | 0 | 0
3647 | 0.06 | 0.06 | 0.03 | 0.03 | 1.3632 | 1.3632 | 1.06 | 1.06 | 0 | 0
3648 | 0.05 | 0.05 | 0.03 | 0.03 | 0 | 0 | 0.43 | 0.43 | 0 | 0
3649 | 0.04 | 0.04 | 0.02 | 0.02 | 0 | 0 | 0.17 | 0.17 | 0 | 0
3650 | 0.05 | 0.05 | 0.02 | 0.02 | 0 | 0 | 0.07 | 0.07 | 0 | 0
3651 | 0.05 | 0.05 | 0.02 | 0.02 | 0 | 0 | 0.03 | 0.03 | 0 | 0
3652 | 0.05 | 0.05 | 0.02 | 0.02 | 0 | 0 | 0.02 | 0.02 | 0 | 0
3653 | 0.05 | 0.05 | 0.02 | 0.02 | 0 | 0 | 0.01 | 0.01 | 0 | 0
3654 | 0.08 | 0.08 | 0.04 | 0.04 | 0 | 0 | 0.99 | 0.99 | 0 | 0
3655 | 0.09 | 0.09 | 0.04 | 0.04 | 0 | 0 | 0.4 | 0.4 | 0 | 0
3656 | 0.22 | 0.22 | 0.11 | 0.11 | 0 | 0 | 0.16 | 0.16 | 0 | 0
3657 | 0.09 | 0.09 | 0.05 | 0.05 | 0 | 0 | 0.97 | 0.97 | 10.88 | 10.88
3658 | 0.41 | 0.41 | 0.2 | 0.2 | 0 | 0 | 0.39 | 0.39 | 0 | 0
3659 | 0.22 | 0.22 | 0.11 | 0.11 | 0 | 0 | 0.16 | 0.16 | 0 | 0
3660 | 0.16 | 0.16 | 0.08 | 0.08 | 0 | 0 | 0.07 | 0.07 | 0 | 0
3661 | 0.28 | 0.28 | 0.13 | 0.13 | 0 | 0 | 0.03 | 0.03 | 0 | 0
3662 | 0.58 | 0.58 | 0.28 | 0.28 | 0 | 0 | 0.01 | 0.01 | 0 | 0
3663 | 0.39 | 0.39 | 0.19 | 0.19 | 0 | 0 | 0.01 | 0.01 | 0 | 0
3664 | 0.42 | 0.42 | 0.2 | 0.2 | 0 | 0 | 0.01 | 0.01 | 0 | 0
3665 | 0.83 | 0.83 | 0.4 | 0.4 | 0 | 0 | 0 | 0 | 0 | 0
3666 | 0.37 | 0.37 | 0.18 | 0.18 | 0 | 0 | 0 | 0 | 0 | 0
3667 | 0.1 | 0.1 | 0.05 | 0.05 | 0 | 0 | 0 | 0 | 0 | 0
3668 | 0.12 | 0.12 | 0.06 | 0.06 | 0 | 0 | 0 | 0 | 0 | 0
3669 | 0.12 | 0.12 | 0.06 | 0.06 | 0 | 0 | 0 | 0 | 0 | 0
3670 | 0.12 | 0.12 | 0.06 | 0.06 | 0 | 0 | 0 | 0 | 0 | 0
3671 | 0.07 | 0.07 | 0.04 | 0.04 | 0 | 0 | 0 | 0 | 0 | 0
3672 | 0.05 | 0.05 | 0.02 | 0.02 | 0 | 0 | 0 | 0 | 0 | 0
3673 | 0.05 | 0.05 | 0.02 | 0.02 | 0 | 0 | 0.82 | 0.82 | 0 | 0
3674 | 0.05 | 0.05 | 0.02 | 0.02 | 0 | 0 | 0.33 | 0.33 | 0 | 0
3675 | 0.06 | 0.06 | 0.03 | 0.03 | 0 | 0 | 0.14 | 0.14 | 0 | 0
3676 | 0.05 | 0.05 | 0.02 | 0.02 | 0 | 0 | 0.06 | 0.06 | 0 | 0
3677 | 0.05 | 0.05 | 0.02 | 0.02 | 0 | 0 | 0.03 | 0.03 | 0 | 0
3678 | 0.18 | 0.18 | 0.09 | 0.09 | 0 | 0 | 0.01 | 0.01 | 0 | 0
3679 | 0.16 | 0.16 | 0.08 | 0.08 | 0 | 0 | 0.01 | 0.01 | 0 | 0
3680 | 0.57 | 0.57 | 0.28 | 0.28 | 0 | 0 | 0.01 | 0.01 | 0 | 0
3681 | 0.3 | 0.3 | 0.15 | 0.15 | 0 | 0 | 0 | 0 | 0 | 0
3682 | 0.46 | 0.46 | 0.22 | 0.22 | 0 | 0 | 0 | 0 | 0 | 0
3683 | 0.47 | 0.47 | 0.23 | 0.23 | 0 | 0 | 0 | 0 | 0 | 0
3684 | 0.17 | 0.17 | 0.08 | 0.08 | 0 | 0 | 0 | 0 | 0 | 0
3685 | 0.39 | 0.39 | 0.19 | 0.19 | 0 | 0 | 0 | 0 | 0 | 0
3686 | 0.28 | 0.28 | 0.14 | 0.14 | 0 | 0 | 0.58 | 0.58 | 0 | 0
3687 | 0.08 | 0.08 | 0.04 | 0.04 | 0 | 0 | 0.23 | 0.23 | 0 | 0
3688 | 0.14 | 0.14 | 0.07 | 0.07 | 0 | 0 | 0.1 | 0.1 | 0 | 0
3689 | 0.15 | 0.15 | 0.07 | 0.07 | 0 | 0 | 0.04 | 0.04 | 0 | 0
3690 | 0.18 | 0.18 | 0.09 | 0.09 | 0 | 0 | 0.02 | 0.02 | 0 | 0
3691 | 0.18 | 0.18 | 0.08 | 0.08 | 1.1557 | 1.1557 | 0.01 | 0.01 | 0 | 0
3692 | 0.14 | 0.14 | 0.07 | 0.07 | 0 | 0 | 0.01 | 0.01 | 0 | 0
3693 | 0.29 | 0.29 | 0.14 | 0.14 | 0 | 0 | 0 | 0 | 0 | 0
3694 | 0.36 | 0.36 | 0.17 | 0.17 | 0 | 0 | 0 | 0 | 0 | 0
3695 | 0.09 | 0.09 | 0.04 | 0.04 | 0 | 0 | 0 | 0 | 0 | 0
3696 | 0.06 | 0.06 | 0.03 | 0.03 | 0 | 0 | 0 | 0 | 0 | 0
3697 | 0.05 | 0.05 | 0.03 | 0.03 | 0 | 0 | 0 | 0 | 0 | 0
3698 | 0.05 | 0.05 | 0.02 | 0.02 | 0 | 0 | 0 | 0 | 0 | 0
3699 | 0.05 | 0.05 | 0.03 | 0.03 | 0 | 0 | 0.79 | 0.79 | 0 | 0
3700 | 0.04 | 0.04 | 0.02 | 0.02 | 0 | 0 | 0.32 | 0.32 | 0 | 0
3701 | 0.05 | 0.05 | 0.02 | 0.02 | 0 | 0 | 0.13 | 0.13 | 0 | 0
3702 | 0.07 | 0.07 | 0.03 | 0.03 | 0 | 0 | 0.06 | 0.06 | 0 | 0
3703 | 0.06 | 0.06 | 0.03 | 0.03 | 0 | 0 | 0.74 | 0.74 | 0 | 0
3704 | 0.09 | 0.09 | 0.04 | 0.04 | 0 | 0 | 0.3 | 0.3 | 0 | 0
3705 | 0.16 | 0.16 | 0.08 | 0.08 | 0 | 0 | 0.12 | 0.12 | 10.26 | 10.26
3706 | 0.15 | 0.15 | 0.07 | 0.07 | 0 | 0 | 0.05 | 0.05 | 0 | 0
3707 | 0.36 | 0.36 | 0.17 | 0.17 | 0 | 0 | 0.02 | 0.02 | 0 | 0
3708 | 0.16 | 0.16 | 0.08 | 0.08 | 0 | 0 | 0.01 | 0.01 | 0 | 0
3709 | 0.11 | 0.11 | 0.05 | 0.05 | 0 | 0 | 0.01 | 0.01 | 0 | 0
3710 | 0.08 | 0.08 | 0.04 | 0.04 | 0 | 0 | 0.01 | 0.01 | 0 | 0
3711 | 0.09 | 0.09 | 0.04 | 0.04 | 0 | 0 | 0 | 0 | 0 | 0
3712 | 0.13 | 0.13 | 0.06 | 0.06 | 0 | 0 | 0 | 0 | 0 | 0
3713 | 0.15 | 0.15 | 0.07 | 0.07 | 0 | 0 | 0 | 0 | 0 | 0
3714 | 0.24 | 0.24 | 0.11 | 0.11 | 0 | 0 | 0 | 0 | 0 | 0
3715 | 0.13 | 0.13 | 0.06 | 0.06 | 0 | 0 | 0 | 0 | 0 | 0
3716 | 0.13 | 0.13 | 0.06 | 0.06 | 0 | 0 | 0.7 | 0.7 | 0 | 0
3717 | 0.54 | 0.54 | 0.26 | 0.26 | 0 | 0 | 0.28 | 0.28 | 0 | 0
3718 | 0.16 | 0.16 | 0.08 | 0.08 | 0 | 0 | 0.12 | 0.12 | 0 | 0
3719 | 0.08 | 0.08 | 0.04 | 0.04 | 0 | 0 | 0.05 | 0.05 | 0 | 0
3720 | 0.05 | 0.05 | 0.02 | 0.02 | 0 | 0 | 0.02 | 0.02 | 0 | 0
3721 | 0.05 | 0.05 | 0.02 | 0.02 | 0 | 0 | 0.77 | 0.77 | 0 | 0
3722 | 0.05 | 0.05 | 0.02 | 0.02 | 0 | 0 | 0.31 | 0.31 | 0 | 0
3723 | 0.05 | 0.05 | 0.02 | 0.02 | 0 | 0 | 0.87 | 0.87 | 0 | 0
3724 | 0.05 | 0.05 | 0.03 | 0.03 | 0 | 0 | 0.35 | 0.35 | 0 | 0
3725 | 0.09 | 0.09 | 0.04 | 0.04 | 0 | 0 | 0.14 | 0.14 | 0 | 0
3726 | 0.12 | 0.12 | 0.06 | 0.06 | 0 | 0 | 0.76 | 0.76 | 0 | 0
3727 | 0.11 | 0.11 | 0.05 | 0.05 | 0 | 0 | 0.31 | 0.31 | 0 | 0
3728 | 0.06 | 0.06 | 0.03 | 0.03 | 0 | 0 | 0.13 | 0.13 | 0 | 0
3729 | 0.08 | 0.08 | 0.04 | 0.04 | 0 | 0 | 0.05 | 0.05 | 0 | 0
3730 | 0.06 | 0.06 | 0.03 | 0.03 | 0 | 0 | 0.02 | 0.02 | 0 | 0
3731 | 0.06 | 0.06 | 0.03 | 0.03 | 0 | 0 | 0.01 | 0.01 | 0 | 0
3732 | 0.12 | 0.12 | 0.06 | 0.06 | 0 | 0 | 0.01 | 0.01 | 0 | 0
3733 | 0.08 | 0.08 | 0.04 | 0.04 | 0 | 0 | 0.01 | 0.01 | 0 | 0
3734 | 0.08 | 0.08 | 0.04 | 0.04 | 0 | 0 | 0 | 0 | 0 | 0
3735 | 0.08 | 0.08 | 0.04 | 0.04 | 0 | 0 | 0 | 0 | 0 | 0
3736 | 0.17 | 0.17 | 0.08 | 0.08 | 0 | 0 | 0 | 0 | 0 | 0
3737 | 0.29 | 0.29 | 0.14 | 0.14 | 0 | 0 | 0.36 | 0.36 | 0 | 0
3738 | 0.24 | 0.24 | 0.12 | 0.12 | 0 | 0 | 0.15 | 0.15 | 0 | 0
3739 | 0.19 | 0.19 | 0.09 | 0.09 | 0 | 0 | 0.3 | 0.3 | 0 | 0
3740 | 0.25 | 0.25 | 0.12 | 0.12 | 0 | 0 | 0.12 | 0.12 | 0 | 0
3741 | 0.72 | 0.72 | 0.35 | 0.35 | 0.6754 | 0.6754 | 0.05 | 0.05 | 0 | 0
3742 | 0.29 | 0.29 | 0.14 | 0.14 | 0 | 0 | 0.02 | 0.02 | 0 | 0
3743 | 0.07 | 0.07 | 0.04 | 0.04 | 0 | 0 | 0.66 | 0.66 | 0 | 0
3744 | 0.05 | 0.05 | 0.02 | 0.02 | 0 | 0 | 0.27 | 0.27 | 0 | 0
3745 | 0.05 | 0.05 | 0.02 | 0.02 | 0 | 0 | 0.11 | 0.11 | 0 | 0
3746 | 0.04 | 0.04 | 0.02 | 0.02 | 0 | 0 | 0.05 | 0.05 | 0 | 0
3747 | 0.05 | 0.05 | 0.03 | 0.03 | 0 | 0 | 0.66 | 0.66 | 0 | 0
3748 | 0.05 | 0.05 | 0.02 | 0.02 | 0 | 0 | 0.27 | 0.27 | 0 | 0
3749 | 0.08 | 0.08 | 0.04 | 0.04 | 0 | 0 | 0.11 | 0.11 | 0 | 0
3750 | 0.09 | 0.09 | 0.04 | 0.04 | 0 | 0 | 0.05 | 0.05 | 0 | 0
3751 | 0.08 | 0.08 | 0.04 | 0.04 | 0 | 0 | 0.02 | 0.02 | 0 | 0
3752 | 0.13 | 0.13 | 0.06 | 0.06 | 0 | 0 | 0.01 | 0.01 | 0 | 0
3753 | 0.13 | 0.13 | 0.06 | 0.06 | 0 | 0 | 0.01 | 0.01 | 0 | 0
3754 | 0.22 | 0.22 | 0.11 | 0.11 | 0 | 0 | 0.01 | 0.01 | 0 | 0
3755 | 0.33 | 0.33 | 0.16 | 0.16 | 0 | 0 | 0 | 0 | 0 | 0
3756 | 0.32 | 0.32 | 0.16 | 0.16 | 0 | 0 | 0 | 0 | 0 | 0
3757 | 0.12 | 0.12 | 0.06 | 0.06 | 0 | 0 | 0 | 0 | 13.69 | 13.69
3758 | 0.14 | 0.14 | 0.07 | 0.07 | 0 | 0 | 0 | 0 | 0 | 0
3759 | 0.11 | 0.11 | 0.05 | 0.05 | 0 | 0 | 0 | 0 | 0 | 0
3760 | 0.11 | 0.11 | 0.06 | 0.06 | 0 | 0 | 0 | 0 | 0 | 0
3761 | 0.16 | 0.16 | 0.08 | 0.08 | 0 | 0 | 0 | 0 | 0 | 0
3762 | 0.36 | 0.36 | 0.17 | 0.17 | 0 | 0 | 0 | 0 | 0 | 0
3763 | 0.15 | 0.15 | 0.07 | 0.07 | 0 | 0 | 0 | 0 | 0 | 0
3764 | 0.12 | 0.12 | 0.06 | 0.06 | 0.4739 | 0.4739 | 0 | 0 | 0 | 0
3765 | 0.12 | 0.12 | 0.06 | 0.06 | 0 | 0 | 0.44 | 0.44 | 0 | 0
3766 | 0.1 | 0.1 | 0.05 | 0.05 | 0 | 0 | 0.18 | 0.18 | 0 | 0
3767 | 0.07 | 0.07 | 0.03 | 0.03 | 0 | 0 | 0.07 | 0.07 | 0 | 0
3768 | 0.04 | 0.04 | 0.02 | 0.02 | 0 | 0 | 0.69 | 0.69 | 0 | 0
3769 | 0.05 | 0.05 | 0.02 | 0.02 | 0 | 0 | 0.28 | 0.28 | 0 | 0
3770 | 0.04 | 0.04 | 0.02 | 0.02 | 0 | 0 | 0.86 | 0.86 | 0 | 0
3771 | 0.04 | 0.04 | 0.02 | 0.02 | 0 | 0 | 0.35 | 0.35 | 0 | 0
3772 | 0.04 | 0.04 | 0.02 | 0.02 | 0 | 0 | 0.14 | 0.14 | 0 | 0
3773 | 0.09 | 0.09 | 0.04 | 0.04 | 0 | 0 | 0.06 | 0.06 | 0 | 0
3774 | 0.07 | 0.07 | 0.03 | 0.03 | 0 | 0 | 0.03 | 0.03 | 0 | 0
3775 | 0.17 | 0.17 | 0.08 | 0.08 | 0 | 0 | 0.01 | 0.01 | 0 | 0
3776 | 0.28 | 0.28 | 0.14 | 0.14 | 0 | 0 | 0.01 | 0.01 | 0 | 0
3777 | 0.08 | 0.08 | 0.04 | 0.04 | 0 | 0 | 0.01 | 0.01 | 0 | 0
3778 | 0.08 | 0.08 | 0.04 | 0.04 | 0 | 0 | 0 | 0 | 0 | 0
3779 | 0.11 | 0.11 | 0.06 | 0.06 | 0 | 0 | 0 | 0 | 0 | 0
3780 | 0.07 | 0.07 | 0.04 | 0.04 | 0 | 0 | 0 | 0 | 0 | 0
3781 | 0.08 | 0.08 | 0.04 | 0.04 | 0 | 0 | 0 | 0 | 0 | 0
3782 | 0.1 | 0.1 | 0.05 | 0.05 | 0 | 0 | 0 | 0 | 0 | 0
3783 | 0.67 | 0.67 | 0.32 | 0.32 | 0 | 0 | 0 | 0 | 0 | 0
3784 | 0.38 | 0.38 | 0.18 | 0.18 | 0 | 0 | 0 | 0 | 0 | 0
3785 | 0.38 | 0.38 | 0.18 | 0.18 | 0 | 0 | 0 | 0 | 0 | 0
3786 | 0.17 | 0.17 | 0.08 | 0.08 | 0 | 0 | 0 | 0 | 0 | 0
3787 | 0.18 | 0.18 | 0.09 | 0.09 | 0 | 0 | 0 | 0 | 0 | 0
3788 | 0.3 | 0.3 | 0.14 | 0.14 | 0 | 0 | 0 | 0 | 0 | 0
3789 | 0.4 | 0.4 | 0.19 | 0.19 | 0 | 0 | 0 | 0 | 0 | 0
3790 | 0.09 | 0.09 | 0.04 | 0.04 | 0 | 0 | 0 | 0 | 0 | 0
3791 | 0.07 | 0.07 | 0.03 | 0.03 | 0 | 0 | 0 | 0 | 0 | 0
3792 | 0.06 | 0.06 | 0.03 | 0.03 | 0 | 0 | 0 | 0 | 0 | 0
3793 | 0.05 | 0.05 | 0.02 | 0.02 | 0 | 0 | 0.61 | 0.61 | 0 | 0
3794 | 0.04 | 0.04 | 0.02 | 0.02 | 0 | 0 | 0.25 | 0.25 | 0 | 0
3795 | 0.05 | 0.05 | 0.02 | 0.02 | 0 | 0 | 0.1 | 0.1 | 0 | 0
3796 | 0.04 | 0.04 | 0.02 | 0.02 | 0 | 0 | 0.04 | 0.04 | 0 | 0
3797 | 0.05 | 0.05 | 0.02 | 0.02 | 0 | 0 | 0.02 | 0.02 | 0 | 0
3798 | 0.06 | 0.06 | 0.03 | 0.03 | 0 | 0 | 0.01 | 0.01 | 0 | 0
3799 | 0.23 | 0.23 | 0.11 | 0.11 | 0 | 0 | 0.01 | 0.01 | 0 | 0
3800 | 0.15 | 0.15 | 0.07 | 0.07 | 0 | 0 | 0 | 0 | 0 | 0
3801 | 0.18 | 0.18 | 0.09 | 0.09 | 0 | 0 | 0 | 0 | 10.22 | 10.22
3802 | 0.11 | 0.11 | 0.06 | 0.06 | 0 | 0 | 0 | 0 | 0 | 0
3803 | 0.17 | 0.17 | 0.08 | 0.08 | 0 | 0 | 0 | 0 | 0 | 0
3804 | 0.17 | 0.17 | 0.08 | 0.08 | 0 | 0 | 0 | 0 | 0 | 0
3805 | 0.07 | 0.07 | 0.03 | 0.03 | 0 | 0 | 0 | 0 | 0 | 0
3806 | 0.09 | 0.09 | 0.04 | 0.04 | 0 | 0 | 0 | 0 | 0 | 0
3807 | 0.18 | 0.18 | 0.09 | 0.09 | 0 | 0 | 0 | 0 | 0 | 0
3808 | 0.19 | 0.19 | 0.09 | 0.09 | 0 | 0 | 0 | 0 | 0 | 0
3809 | 0.1 | 0.1 | 0.05 | 0.05 | 0 | 0 | 0 | 0 | 0 | 0
3810 | 0.22 | 0.22 | 0.11 | 0.11 | 0 | 0 | 0 | 0 | 0 | 0
3811 | 0.1 | 0.1 | 0.05 | 0.05 | 0 | 0 | 0 | 0 | 0 | 0
3812 | 0.19 | 0.19 | 0.09 | 0.09 | 0 | 0 | 0 | 0 | 0 | 0
3813 | 0.22 | 0.22 | 0.11 | 0.11 | 0 | 0 | 0 | 0 | 0 | 0
3814 | 0.1 | 0.1 | 0.05 | 0.05 | 0 | 0 | 0 | 0 | 0 | 0
3815 | 0.06 | 0.06 | 0.03 | 0.03 | 0 | 0 | 0 | 0 | 0 | 0
3816 | 0.05 | 0.05 | 0.02 | 0.02 | 0 | 0 | 0 | 0 | 0 | 0
3817 | 0.04 | 0.04 | 0.02 | 0.02 | 0 | 0 | 0 | 0 | 0 | 0
3818 | 0.04 | 0.04 | 0.02 | 0.02 | 0 | 0 | 0.68 | 0.68 | 0 | 0
3819 | 0.05 | 0.05 | 0.02 | 0.02 | 0 | 0 | 0.99 | 0.99 | 0 | 0
3820 | 0.04 | 0.04 | 0.02 | 0.02 | 0 | 0 | 0.4 | 0.4 | 0 | 0
3821 | 0.05 | 0.05 | 0.02 | 0.02 | 0 | 0 | 0.16 | 0.16 | 0 | 0
3822 | 0.1 | 0.1 | 0.05 | 0.05 | 0 | 0 | 0.07 | 0.07 | 0 | 0
3823 | 0.05 | 0.05 | 0.02 | 0.02 | 0 | 0 | 0.03 | 0.03 | 0 | 0
3824 | 0.06 | 0.06 | 0.03 | 0.03 | 0 | 0 | 0.02 | 0.02 | 10.89 | 10.89
3825 | 0.06 | 0.06 | 0.03 | 0.03 | 0 | 0 | 0.01 | 0.01 | 0 | 0
3826 | 0.35 | 0.35 | 0.17 | 0.17 | 0 | 0 | 0.01 | 0.01 | 0 | 0
3827 | 0.47 | 0.47 | 0.23 | 0.23 | 0 | 0 | 0 | 0 | 0 | 0
3828 | 0.6 | 0.6 | 0.29 | 0.29 | 0 | 0 | 0 | 0 | 0 | 0
3829 | 0.24 | 0.24 | 0.12 | 0.12 | 0 | 0 | 0 | 0 | 0 | 0
3830 | 0.34 | 0.34 | 0.16 | 0.16 | 0 | 0 | 0 | 0 | 0 | 0
3831 | 0.31 | 0.31 | 0.15 | 0.15 | 0 | 0 | 0 | 0 | 0 | 0
3832 | 0.32 | 0.32 | 0.15 | 0.15 | 0 | 0 | 0 | 0 | 0 | 0
3833 | 0.26 | 0.26 | 0.13 | 0.13 | 0 | 0 | 0 | 0 | 0 | 0
3834 | 0.24 | 0.24 | 0.11 | 0.11 | 0 | 0 | 0 | 0 | 0 | 0
3835 | 0.19 | 0.19 | 0.09 | 0.09 | 0 | 0 | 0 | 0 | 0 | 0
3836 | 0.16 | 0.16 | 0.08 | 0.08 | 0 | 0 | 0 | 0 | 0 | 0
3837 | 0.13 | 0.13 | 0.06 | 0.06 | 4.7174 | 4.7174 | 0 | 0 | 0 | 0
3838 | 0.12 | 0.12 | 0.06 | 0.06 | 0 | 0 | 0 | 0 | 0 | 0
3839 | 0.12 | 0.12 | 0.06 | 0.06 | 0 | 0 | 0 | 0 | 0 | 0
3840 | 0.07 | 0.07 | 0.03 | 0.03 | 0 | 0 | 0 | 0 | 0 | 0
3841 | 0.04 | 0.04 | 0.02 | 0.02 | 0 | 0 | 0 | 0 | 0 | 0
3842 | 0.04 | 0.04 | 0.02 | 0.02 | 0 | 0 | 0 | 0 | 0 | 0
3843 | 0.04 | 0.04 | 0.02 | 0.02 | 0 | 0 | 0 | 0 | 0 | 0
3844 | 0.05 | 0.05 | 0.02 | 0.02 | 0 | 0 | 0 | 0 | 0 | 0
3845 | 0.04 | 0.04 | 0.02 | 0.02 | 0 | 0 | 0 | 0 | 0 | 0
3846 | 0.09 | 0.09 | 0.04 | 0.04 | 0 | 0 | 0 | 0 | 0 | 0
3847 | 0.52 | 0.52 | 0.25 | 0.25 | 0 | 0 | 0 | 0 | 0 | 0
3848 | 0.79 | 0.79 | 0.38 | 0.38 | 0 | 0 | 0 | 0 | 0 | 0
3849 | 0.54 | 0.54 | 0.26 | 0.26 | 0 | 0 | 0 | 0 | 0 | 0
3850 | 0.26 | 0.26 | 0.13 | 0.13 | 0 | 0 | 0 | 0 | 0 | 0
3851 | 0.27 | 0.27 | 0.13 | 0.13 | 0 | 0 | 0 | 0 | 0 | 0
3852 | 0.1 | 0.1 | 0.05 | 0.05 | 0 | 0 | 0 | 0 | 0 | 0
3853 | 0.06 | 0.06 | 0.03 | 0.03 | 0 | 0 | 0.61 | 0.61 | 0 | 0
3854 | 0.09 | 0.09 | 0.05 | 0.05 | 0 | 0 | 0.25 | 0.25 | 0 | 0
3855 | 0.2 | 0.2 | 0.09 | 0.09 | 0 | 0 | 0.1 | 0.1 | 0 | 0
3856 | 0.12 | 0.12 | 0.06 | 0.06 | 0 | 0 | 0.04 | 0.04 | 0 | 0
3857 | 0.13 | 0.13 | 0.06 | 0.06 | 0 | 0 | 0.02 | 0.02 | 0 | 0
3858 | 0.16 | 0.16 | 0.08 | 0.08 | 0.4876 | 0.4876 | 0.01 | 0.01 | 0 | 0
3859 | 0.42 | 0.42 | 0.2 | 0.2 | 0 | 0 | 0.01 | 0.01 | 0 | 0
3860 | 0.33 | 0.33 | 0.16 | 0.16 | 0 | 0 | 0 | 0 | 0 | 0
3861 | 0.1 | 0.1 | 0.05 | 0.05 | 0 | 0 | 0 | 0 | 0 | 0
3862 | 0.07 | 0.07 | 0.03 | 0.03 | 0 | 0 | 0 | 0 | 0 | 0
3863 | 0.05 | 0.05 | 0.03 | 0.03 | 0 | 0 | 0 | 0 | 0 | 0
3864 | 0.05 | 0.05 | 0.02 | 0.02 | 0 | 0 | 0 | 0 | 0 | 0
3865 | 0.04 | 0.04 | 0.02 | 0.02 | 0 | 0 | 0 | 0 | 0 | 0
3866 | 0.05 | 0.05 | 0.02 | 0.02 | 0 | 0 | 0.72 | 0.72 | 0 | 0
3867 | 0.04 | 0.04 | 0.02 | 0.02 | 0 | 0 | 0.29 | 0.29 | 0 | 0
3868 | 0.05 | 0.05 | 0.02 | 0.02 | 0 | 0 | 0.12 | 0.12 | 0 | 0
3869 | 0.08 | 0.08 | 0.04 | 0.04 | 0 | 0 | 0.05 | 0.05 | 0 | 0
3870 | 0.07 | 0.07 | 0.03 | 0.03 | 0 | 0 | 0.02 | 0.02 | 0 | 0
3871 | 0.09 | 0.09 | 0.04 | 0.04 | 0 | 0 | 0.71 | 0.71 | 0 | 0
3872 | 0.29 | 0.29 | 0.14 | 0.14 | 0 | 0 | 0.58 | 0.58 | 0 | 0
3873 | 0.1 | 0.1 | 0.05 | 0.05 | 0 | 0 | 0.24 | 0.24 | 0 | 0
3874 | 0.15 | 0.15 | 0.07 | 0.07 | 0 | 0 | 0.1 | 0.1 | 0 | 0
3875 | 0.07 | 0.07 | 0.03 | 0.03 | 0 | 0 | 0.04 | 0.04 | 0 | 0
3876 | 0.06 | 0.06 | 0.03 | 0.03 | 0 | 0 | 0.02 | 0.02 | 0 | 0
3877 | 0.11 | 0.11 | 0.05 | 0.05 | 0 | 0 | 0.01 | 0.01 | 16.1 | 16.1
3878 | 0.14 | 0.14 | 0.07 | 0.07 | 0 | 0 | 0.01 | 0.01 | 0 | 0
3879 | 0.2 | 0.2 | 0.1 | 0.1 | 0 | 0 | 0 | 0 | 0 | 0
3880 | 0.12 | 0.12 | 0.06 | 0.06 | 0 | 0 | 0 | 0 | 0 | 0
3881 | 0.16 | 0.16 | 0.08 | 0.08 | 0 | 0 | 0 | 0 | 0 | 0
3882 | 0.44 | 0.44 | 0.21 | 0.21 | 0 | 0 | 0 | 0 | 0 | 0
3883 | 0.23 | 0.23 | 0.11 | 0.11 | 0 | 0 | 0.15 | 0.15 | 0 | 0
3884 | 0.19 | 0.19 | 0.09 | 0.09 | 0 | 0 | 0.06 | 0.06 | 0 | 0
3885 | 0.14 | 0.14 | 0.07 | 0.07 | 0 | 0 | 0.03 | 0.03 | 0 | 0
3886 | 0.1 | 0.1 | 0.05 | 0.05 | 0 | 0 | 0.01 | 0.01 | 0 | 0
3887 | 0.05 | 0.05 | 0.02 | 0.02 | 0 | 0 | 0.62 | 0.62 | 0 | 0
3888 | 0.04 | 0.04 | 0.02 | 0.02 | 0 | 0 | 0.25 | 0.25 | 0 | 0
3889 | 0.04 | 0.04 | 0.02 | 0.02 | 0 | 0 | 0.1 | 0.1 | 0 | 0
3890 | 0.04 | 0.04 | 0.02 | 0.02 | 0 | 0 | 0.04 | 0.04 | 0 | 0
3891 | 0.05 | 0.05 | 0.02 | 0.02 | 0 | 0 | 0.02 | 0.02 | 0 | 0
3892 | 0.04 | 0.04 | 0.02 | 0.02 | 0 | 0 | 0.01 | 0.01 | 0 | 0
3893 | 0.09 | 0.09 | 0.05 | 0.05 | 0 | 0 | 0.01 | 0.01 | 0 | 0
3894 | 0.08 | 0.08 | 0.04 | 0.04 | 0 | 0 | 0.01 | 0.01 | 0 | 0
3895 | 0.1 | 0.1 | 0.05 | 0.05 | 0 | 0 | 0 | 0 | 0 | 0
3896 | 0.1 | 0.1 | 0.05 | 0.05 | 0 | 0 | 0 | 0 | 0 | 0
3897 | 0.09 | 0.09 | 0.04 | 0.04 | 0 | 0 | 0.5 | 0.5 | 0 | 0
3898 | 0.05 | 0.05 | 0.03 | 0.03 | 0 | 0 | 0.2 | 0.2 | 0 | 0
3899 | 0.05 | 0.05 | 0.03 | 0.03 | 0 | 0 | 0.63 | 0.63 | 0 | 0
3900 | 0.05 | 0.05 | 0.03 | 0.03 | 0 | 0 | 0.26 | 0.26 | 0 | 0
3901 | 0.1 | 0.1 | 0.05 | 0.05 | 0 | 0 | 0.7 | 0.7 | 0 | 0
3902 | 0.18 | 0.18 | 0.09 | 0.09 | 0 | 0 | 0.28 | 0.28 | 0 | 0
3903 | 0.27 | 0.27 | 0.13 | 0.13 | 0 | 0 | 0.12 | 0.12 | 0 | 0
3904 | 0.23 | 0.23 | 0.11 | 0.11 | 0 | 0 | 0.05 | 0.05 | 0 | 0
3905 | 0.26 | 0.26 | 0.12 | 0.12 | 0 | 0 | 0.02 | 0.02 | 0 | 0
3906 | 0.21 | 0.21 | 0.1 | 0.1 | 0 | 0 | 0.01 | 0.01 | 0 | 0
3907 | 0.13 | 0.13 | 0.06 | 0.06 | 0 | 0 | 0.01 | 0.01 | 0 | 0
3908 | 0.16 | 0.16 | 0.08 | 0.08 | 0 | 0 | 0.01 | 0.01 | 0 | 0
3909 | 0.12 | 0.12 | 0.06 | 0.06 | 0 | 0 | 0.57 | 0.57 | 0 | 0
3910 | 0.5 | 0.5 | 0.24 | 0.24 | 0 | 0 | 0.23 | 0.23 | 0 | 0
3911 | 0.12 | 0.12 | 0.06 | 0.06 | 0 | 0 | 0.78 | 0.78 | 0 | 0
3912 | 0.07 | 0.07 | 0.03 | 0.03 | 0 | 0 | 0.32 | 0.32 | 0 | 0
3913 | 0.04 | 0.04 | 0.02 | 0.02 | 0 | 0 | 0.13 | 0.13 | 0 | 0
3914 | 0.04 | 0.04 | 0.02 | 0.02 | 0 | 0 | 0.83 | 0.83 | 0 | 0
3915 | 0.04 | 0.04 | 0.02 | 0.02 | 0 | 0 | 0.34 | 0.34 | 0 | 0
3916 | 0.04 | 0.04 | 0.02 | 0.02 | 0 | 0 | 0.14 | 0.14 | 0 | 0
3917 | 0.1 | 0.1 | 0.05 | 0.05 | 0 | 0 | 0.06 | 0.06 | 0 | 0
3918 | 0.08 | 0.08 | 0.04 | 0.04 | 0 | 0 | 0.03 | 0.03 | 0 | 0
3919 | 0.1 | 0.1 | 0.05 | 0.05 | 0 | 0 | 0.01 | 0.01 | 0 | 0
3920 | 0.31 | 0.31 | 0.15 | 0.15 | 0 | 0 | 0.01 | 0.01 | 0 | 0
3921 | 0.19 | 0.19 | 0.09 | 0.09 | 0 | 0 | 0.63 | 0.63 | 0 | 0
3922 | 0.06 | 0.06 | 0.03 | 0.03 | 0 | 0 | 0.26 | 0.26 | 23.36 | 23.36
3923 | 0.31 | 0.31 | 0.15 | 0.15 | 0 | 0 | 0.67 | 0.67 | 0 | 0
3924 | 0.12 | 0.12 | 0.06 | 0.06 | 0 | 0 | 0.27 | 0.27 | 0 | 0
3925 | 0.45 | 0.45 | 0.22 | 0.22 | 0 | 0 | 0.49 | 0.49 | 0 | 0
3926 | 0.1 | 0.1 | 0.05 | 0.05 | 0 | 0 | 0.2 | 0.2 | 0 | 0
3927 | 0.29 | 0.29 | 0.14 | 0.14 | 0 | 0 | 0.08 | 0.08 | 0 | 0
3928 | 0.24 | 0.24 | 0.12 | 0.12 | 0 | 0 | 0.04 | 0.04 | 0 | 0
3929 | 0.13 | 0.13 | 0.06 | 0.06 | 0 | 0 | 0.02 | 0.02 | 0 | 0
3930 | 0.17 | 0.17 | 0.08 | 0.08 | 0 | 0 | 0.01 | 0.01 | 0 | 0
3931 | 0.2 | 0.2 | 0.1 | 0.1 | 0 | 0 | 0.01 | 0.01 | 0 | 0
3932 | 0.12 | 0.12 | 0.06 | 0.06 | 0 | 0 | 0 | 0 | 0 | 0
3933 | 0.11 | 0.11 | 0.05 | 0.05 | 0 | 0 | 0 | 0 | 0 | 0
3934 | 0.1 | 0.1 | 0.05 | 0.05 | 0 | 0 | 0 | 0 | 0 | 0
3935 | 0.06 | 0.06 | 0.03 | 0.03 | 0 | 0 | 0 | 0 | 0 | 0
3936 | 0.04 | 0.04 | 0.02 | 0.02 | 0 | 0 | 0 | 0 | 0 | 0
3937 | 0.05 | 0.05 | 0.02 | 0.02 | 0 | 0 | 0.64 | 0.64 | 0 | 0
3938 | 0.04 | 0.04 | 0.02 | 0.02 | 0 | 0 | 0.26 | 0.26 | 0 | 0
3939 | 0.05 | 0.05 | 0.02 | 0.02 | 0 | 0 | 0.11 | 0.11 | 0 | 0
3940 | 0.04 | 0.04 | 0.02 | 0.02 | 5.173 | 5.173 | 0.05 | 0.05 | 0 | 0
3941 | 0.05 | 0.05 | 0.02 | 0.02 | 0 | 0 | 0.02 | 0.02 | 0 | 0
3942 | 0.07 | 0.07 | 0.03 | 0.03 | 0 | 0 | 0.01 | 0.01 | 0 | 0
3943 | 0.06 | 0.06 | 0.03 | 0.03 | 0 | 0 | 0.69 | 0.69 | 0 | 0
3944 | 0.07 | 0.07 | 0.04 | 0.04 | 0 | 0 | 0.28 | 0.28 | 0 | 0
3945 | 0.26 | 0.26 | 0.12 | 0.12 | 0 | 0 | 0.11 | 0.11 | 0 | 0
3946 | 0.26 | 0.26 | 0.12 | 0.12 | 0 | 0 | 0.05 | 0.05 | 0 | 0
3947 | 0.16 | 0.16 | 0.08 | 0.08 | 0 | 0 | 0.02 | 0.02 | 0 | 0
3948 | 0.26 | 0.26 | 0.13 | 0.13 | 0 | 0 | 0.01 | 0.01 | 0 | 0
3949 | 0.26 | 0.26 | 0.12 | 0.12 | 0 | 0 | 0.01 | 0.01 | 0 | 0
3950 | 0.19 | 0.19 | 0.09 | 0.09 | 0 | 0 | 0.01 | 0.01 | 0 | 0
3951 | 0.21 | 0.21 | 0.1 | 0.1 | 0 | 0 | 0 | 0 | 0 | 0
3952 | 0.15 | 0.15 | 0.07 | 0.07 | 0 | 0 | 0.29 | 0.29 | 0 | 0
3953 | 0.11 | 0.11 | 0.05 | 0.05 | 0 | 0 | 0.12 | 0.12 | 0 | 0
3954 | 0.16 | 0.16 | 0.08 | 0.08 | 0 | 0 | 0.05 | 0.05 | 0 | 0
3955 | 0.07 | 0.07 | 0.03 | 0.03 | 0.6765 | 0.6765 | 0.02 | 0.02 | 0 | 0
3956 | 0.07 | 0.07 | 0.03 | 0.03 | 0 | 0 | 0.01 | 0.01 | 0 | 0
3957 | 0.23 | 0.23 | 0.11 | 0.11 | 0 | 0 | 0.01 | 0.01 | 0 | 0
3958 | 0.21 | 0.21 | 0.1 | 0.1 | 0 | 0 | 0.01 | 0.01 | 0 | 0
3959 | 0.08 | 0.08 | 0.04 | 0.04 | 0 | 0 | 0 | 0 | 0 | 0
3960 | 0.05 | 0.05 | 0.02 | 0.02 | 0 | 0 | 0 | 0 | 0 | 0
3961 | 0.04 | 0.04 | 0.02 | 0.02 | 0 | 0 | 0 | 0 | 0 | 0
3962 | 0.04 | 0.04 | 0.02 | 0.02 | 0 | 0 | 0 | 0 | 0 | 0
3963 | 0.04 | 0.04 | 0.02 | 0.02 | 0 | 0 | 0 | 0 | 0 | 0
3964 | 0.04 | 0.04 | 0.02 | 0.02 | 0 | 0 | 0 | 0 | 0 | 0
3965 | 0.05 | 0.05 | 0.03 | 0.03 | 0 | 0 | 0 | 0 | 0 | 0
3966 | 0.09 | 0.09 | 0.04 | 0.04 | 0 | 0 | 0.82 | 0.82 | 0 | 0
3967 | 0.33 | 0.33 | 0.16 | 0.16 | 0 | 0 | 0.33 | 0.33 | 0 | 0
3968 | 0.16 | 0.16 | 0.08 | 0.08 | 0 | 0 | 0.87 | 0.87 | 0 | 0
3969 | 0.1 | 0.1 | 0.05 | 0.05 | 0 | 0 | 0.35 | 0.35 | 0 | 0
3970 | 0.07 | 0.07 | 0.03 | 0.03 | 0 | 0 | 0.14 | 0.14 | 0 | 0
3971 | 0.13 | 0.13 | 0.06 | 0.06 | 0 | 0 | 0.06 | 0.06 | 0 | 0
3972 | 0.17 | 0.17 | 0.08 | 0.08 | 0 | 0 | 0.03 | 0.03 | 0 | 0
3973 | 0.13 | 0.13 | 0.06 | 0.06 | 0 | 0 | 0.01 | 0.01 | 0 | 0
3974 | 0.17 | 0.17 | 0.08 | 0.08 | 0 | 0 | 0.01 | 0.01 | 0 | 0
3975 | 0.13 | 0.13 | 0.06 | 0.06 | 0 | 0 | 0.01 | 0.01 | 0 | 0
3976 | 0.2 | 0.2 | 0.1 | 0.1 | 0 | 0 | 0 | 0 | 0 | 0
3977 | 0.22 | 0.22 | 0.11 | 0.11 | 0 | 0 | 0 | 0 | 0 | 0
3978 | 0.41 | 0.41 | 0.2 | 0.2 | 0 | 0 | 0 | 0 | 0 | 0
3979 | 0.24 | 0.24 | 0.11 | 0.11 | 0 | 0 | 0 | 0 | 15.78 | 15.78
3980 | 0.16 | 0.16 | 0.08 | 0.08 | 0 | 0 | 0.45 | 0.45 | 0 | 0
3981 | 0.11 | 0.11 | 0.05 | 0.05 | 7.0662 | 7.0662 | 0.18 | 0.18 | 0 | 0
3982 | 0.05 | 0.05 | 0.02 | 0.02 | 0 | 0 | 0.08 | 0.08 | 0 | 0
3983 | 0.04 | 0.04 | 0.02 | 0.02 | 0 | 0 | 0.03 | 0.03 | 0 | 0
3984 | 0.05 | 0.05 | 0.02 | 0.02 | 0 | 0 | 0.69 | 0.69 | 0 | 0
3985 | 0.04 | 0.04 | 0.02 | 0.02 | 0 | 0 | 0.28 | 0.28 | 0 | 0
3986 | 0.05 | 0.05 | 0.02 | 0.02 | 0 | 0 | 0.83 | 0.83 | 0 | 0
3987 | 0.05 | 0.05 | 0.02 | 0.02 | 0 | 0 | 0.34 | 0.34 | 0 | 0
3988 | 0.04 | 0.04 | 0.02 | 0.02 | 0 | 0 | 0.14 | 0.14 | 0 | 0
3989 | 0.05 | 0.05 | 0.02 | 0.02 | 0 | 0 | 0.87 | 0.87 | 0 | 0
3990 | 0.06 | 0.06 | 0.03 | 0.03 | 0 | 0 | 0.35 | 0.35 | 0 | 0
3991 | 0.19 | 0.19 | 0.09 | 0.09 | 0 | 0 | 0.14 | 0.14 | 0 | 0
3992 | 0.48 | 0.48 | 0.23 | 0.23 | 0 | 0 | 0.06 | 0.06 | 0 | 0
3993 | 0.23 | 0.23 | 0.11 | 0.11 | 0 | 0 | 0.03 | 0.03 | 0 | 0
3994 | 0.11 | 0.11 | 0.05 | 0.05 | 0 | 0 | 0.01 | 0.01 | 0 | 0
3995 | 0.08 | 0.08 | 0.04 | 0.04 | 0 | 0 | 0.01 | 0.01 | 0 | 0
3996 | 0.15 | 0.15 | 0.07 | 0.07 | 0 | 0 | 0.01 | 0.01 | 0 | 0
3997 | 0.76 | 0.76 | 0.37 | 0.37 | 0 | 0 | 0 | 0 | 0 | 0
3998 | 0.27 | 0.27 | 0.13 | 0.13 | 0 | 0 | 0 | 0 | 0 | 0
3999 | 0.22 | 0.22 | 0.11 | 0.11 | 0 | 0 | 0 | 0 | 0 | 0
4000 | 0.26 | 0.26 | 0.13 | 0.13 | 0 | 0 | 0 | 0 | 0 | 0
4001 | 0.16 | 0.16 | 0.08 | 0.08 | 0 | 0 | 0 | 0 | 0 | 0
4002 | 0.11 | 0.11 | 0.05 | 0.05 | 0 | 0 | 0 | 0 | 0 | 0
4003 | 0.17 | 0.17 | 0.08 | 0.08 | 0 | 0 | 0.34 | 0.34 | 0 | 0
4004 | 0.16 | 0.16 | 0.08 | 0.08 | 0 | 0 | 0.14 | 0.14 | 0 | 0
4005 | 0.1 | 0.1 | 0.05 | 0.05 | 0 | 0 | 0.06 | 0.06 | 0 | 0
4006 | 0.1 | 0.1 | 0.05 | 0.05 | 0 | 0 | 0.03 | 0.03 | 0 | 0
4007 | 0.07 | 0.07 | 0.04 | 0.04 | 0 | 0 | 0.01 | 0.01 | 0 | 0
4008 | 0.06 | 0.06 | 0.03 | 0.03 | 0 | 0 | 0.01 | 0.01 | 0 | 0
4009 | 0.05 | 0.05 | 0.02 | 0.02 | 0 | 0 | 0.01 | 0.01 | 0 | 0
4010 | 0.04 | 0.04 | 0.02 | 0.02 | 0 | 0 | 0 | 0 | 0 | 0
4011 | 0.05 | 0.05 | 0.02 | 0.02 | 0 | 0 | 0 | 0 | 0 | 0
4012 | 0.05 | 0.05 | 0.02 | 0.02 | 0 | 0 | 0 | 0 | 0 | 0
4013 | 0.04 | 0.04 | 0.02 | 0.02 | 0 | 0 | 0 | 0 | 0 | 0
4014 | 0.07 | 0.07 | 0.04 | 0.04 | 0 | 0 | 0 | 0 | 0 | 0
4015 | 0.08 | 0.08 | 0.04 | 0.04 | 0 | 0 | 0 | 0 | 0 | 0
4016 | 0.2 | 0.2 | 0.1 | 0.1 | 0 | 0 | 0 | 0 | 0 | 0
4017 | 0.29 | 0.29 | 0.14 | 0.14 | 0 | 0 | 0 | 0 | 0 | 0
4018 | 0.26 | 0.26 | 0.13 | 0.13 | 0 | 0 | 0 | 0 | 0 | 0
4019 | 0.06 | 0.06 | 0.03 | 0.03 | 0 | 0 | 0 | 0 | 0 | 0
4020 | 0.05 | 0.05 | 0.02 | 0.02 | 0 | 0 | 0 | 0 | 0 | 0
4021 | 0.29 | 0.29 | 0.14 | 0.14 | 0 | 0 | 0 | 0 | 0 | 0
4022 | 0.46 | 0.46 | 0.22 | 0.22 | 0 | 0 | 0 | 0 | 0 | 0
4023 | 0.22 | 0.22 | 0.11 | 0.11 | 0 | 0 | 0 | 0 | 0 | 0
4024 | 0.13 | 0.13 | 0.06 | 0.06 | 0 | 0 | 0 | 0 | 0 | 0
4025 | 0.29 | 0.29 | 0.14 | 0.14 | 0 | 0 | 0 | 0 | 0 | 0
4026 | 0.36 | 0.36 | 0.18 | 0.18 | 0 | 0 | 0 | 0 | 10.13 | 10.13
4027 | 0.13 | 0.13 | 0.06 | 0.06 | 3.0273 | 3.0273 | 0 | 0 | 0 | 0
4028 | 0.1 | 0.1 | 0.05 | 0.05 | 0 | 0 | 0 | 0 | 0 | 0
4029 | 0.08 | 0.08 | 0.04 | 0.04 | 0 | 0 | 0 | 0 | 0 | 0
4030 | 0.06 | 0.06 | 0.03 | 0.03 | 0 | 0 | 0 | 0 | 0 | 0
4031 | 0.05 | 0.05 | 0.02 | 0.02 | 0 | 0 | 0.67 | 0.67 | 0 | 0
4032 | 0.04 | 0.04 | 0.02 | 0.02 | 0 | 0 | 0.27 | 0.27 | 0 | 0
4033 | 0.05 | 0.05 | 0.02 | 0.02 | 0 | 0 | 0.11 | 0.11 | 0 | 0
4034 | 0.04 | 0.04 | 0.02 | 0.02 | 0 | 0 | 0.05 | 0.05 | 0 | 0
4035 | 0.05 | 0.05 | 0.02 | 0.02 | 0 | 0 | 0.02 | 0.02 | 0 | 0
4036 | 0.05 | 0.05 | 0.02 | 0.02 | 0 | 0 | 0.01 | 0.01 | 0 | 0
4037 | 0.09 | 0.09 | 0.04 | 0.04 | 0 | 0 | 0.01 | 0.01 | 0 | 0
4038 | 0.07 | 0.07 | 0.03 | 0.03 | 0 | 0 | 0.01 | 0.01 | 0 | 0
4039 | 0.14 | 0.14 | 0.07 | 0.07 | 0 | 0 | 0 | 0 | 0 | 0
4040 | 0.47 | 0.47 | 0.23 | 0.23 | 0 | 0 | 0 | 0 | 0 | 0
4041 | 0.25 | 0.25 | 0.12 | 0.12 | 0 | 0 | 0 | 0 | 0 | 0
4042 | 0.05 | 0.05 | 0.02 | 0.02 | 0 | 0 | 0 | 0 | 0 | 0
4043 | 0.07 | 0.07 | 0.03 | 0.03 | 0 | 0 | 0 | 0 | 0 | 0
4044 | 0.05 | 0.05 | 0.02 | 0.02 | 0 | 0 | 0 | 0 | 0 | 0
4045 | 0.05 | 0.05 | 0.02 | 0.02 | 0 | 0 | 0 | 0 | 0 | 0
4046 | 0.07 | 0.07 | 0.03 | 0.03 | 0 | 0 | 0 | 0 | 0 | 0
4047 | 0.14 | 0.14 | 0.07 | 0.07 | 0 | 0 | 0 | 0 | 0 | 0
4048 | 0.1 | 0.1 | 0.05 | 0.05 | 0 | 0 | 0 | 0 | 0 | 0
4049 | 0.1 | 0.1 | 0.05 | 0.05 | 0 | 0 | 0.12 | 0.12 | 0 | 0
4050 | 0.12 | 0.12 | 0.06 | 0.06 | 1.1773 | 1.1773 | 0.05 | 0.05 | 0 | 0
4051 | 0.11 | 0.11 | 0.05 | 0.05 | 0 | 0 | 0.02 | 0.02 | 0 | 0
4052 | 0.1 | 0.1 | 0.05 | 0.05 | 0 | 0 | 0.33 | 0.33 | 11.77 | 11.77
4053 | 0.12 | 0.12 | 0.06 | 0.06 | 0 | 0 | 0.14 | 0.14 | 0 | 0
4054 | 0.12 | 0.12 | 0.06 | 0.06 | 0 | 0 | 0.06 | 0.06 | 0 | 0
4055 | 0.05 | 0.05 | 0.02 | 0.02 | 0 | 0 | 0.03 | 0.03 | 0 | 0
4056 | 0.04 | 0.04 | 0.02 | 0.02 | 0 | 0 | 0.64 | 0.64 | 0 | 0
4057 | 0.04 | 0.04 | 0.02 | 0.02 | 0 | 0 | 0.26 | 0.26 | 0 | 0
4058 | 0.05 | 0.05 | 0.02 | 0.02 | 0 | 0 | 0.81 | 0.81 | 0 | 0
4059 | 0.05 | 0.05 | 0.02 | 0.02 | 0 | 0 | 0.33 | 0.33 | 0 | 0
4060 | 0.04 | 0.04 | 0.02 | 0.02 | 0 | 0 | 0.13 | 0.13 | 0 | 0
4061 | 0.1 | 0.1 | 0.05 | 0.05 | 0 | 0 | 0.06 | 0.06 | 0 | 0
4062 | 0.08 | 0.08 | 0.04 | 0.04 | 0 | 0 | 0.03 | 0.03 | 0 | 0
4063 | 0.1 | 0.1 | 0.05 | 0.05 | 0 | 0 | 0.01 | 0.01 | 0 | 0
4064 | 0.13 | 0.13 | 0.07 | 0.07 | 0 | 0 | 0.01 | 0.01 | 0 | 0
4065 | 0.16 | 0.16 | 0.08 | 0.08 | 0 | 0 | 0.01 | 0.01 | 0 | 0
4066 | 0.23 | 0.23 | 0.11 | 0.11 | 0 | 0 | 0 | 0 | 0 | 0
4067 | 0.16 | 0.16 | 0.08 | 0.08 | 0 | 0 | 0 | 0 | 0 | 0
4068 | 0.23 | 0.23 | 0.11 | 0.11 | 0 | 0 | 0 | 0 | 0 | 0
4069 | 0.22 | 0.22 | 0.11 | 0.11 | 0 | 0 | 0 | 0 | 0 | 0
4070 | 0.15 | 0.15 | 0.07 | 0.07 | 0 | 0 | 0 | 0 | 0 | 0
4071 | 0.17 | 0.17 | 0.08 | 0.08 | 0 | 0 | 0 | 0 | 0 | 0
4072 | 0.19 | 0.19 | 0.09 | 0.09 | 0 | 0 | 0 | 0 | 0 | 0
4073 | 0.29 | 0.29 | 0.14 | 0.14 | 0 | 0 | 0 | 0 | 0 | 0
4074 | 0.41 | 0.41 | 0.2 | 0.2 | 0 | 0 | 0 | 0 | 0 | 0
4075 | 0.1 | 0.1 | 0.05 | 0.05 | 0 | 0 | 0.14 | 0.14 | 0 | 0
4076 | 0.2 | 0.2 | 0.1 | 0.1 | 0 | 0 | 0.06 | 0.06 | 0 | 0
4077 | 0.48 | 0.48 | 0.23 | 0.23 | 0 | 0 | 0.03 | 0.03 | 0 | 0
4078 | 0.12 | 0.12 | 0.06 | 0.06 | 0 | 0 | 0.6 | 0.6 | 0 | 0
4079 | 0.06 | 0.06 | 0.03 | 0.03 | 0 | 0 | 0.24 | 0.24 | 0 | 0
4080 | 0.04 | 0.04 | 0.02 | 0.02 | 0 | 0 | 0.1 | 0.1 | 0 | 0
4081 | 0.04 | 0.04 | 0.02 | 0.02 | 0 | 0 | 0.04 | 0.04 | 0 | 0
4082 | 0.05 | 0.05 | 0.02 | 0.02 | 0 | 0 | 0.02 | 0.02 | 0 | 0
4083 | 0.04 | 0.04 | 0.02 | 0.02 | 0 | 0 | 0.01 | 0.01 | 0 | 0
4084 | 0.05 | 0.05 | 0.02 | 0.02 | 0 | 0 | 0.66 | 0.66 | 0 | 0
4085 | 0.1 | 0.1 | 0.05 | 0.05 | 0 | 0 | 0.27 | 0.27 | 0 | 0
4086 | 0.08 | 0.08 | 0.04 | 0.04 | 0 | 0 | 0.11 | 0.11 | 0 | 0
4087 | 0.07 | 0.07 | 0.03 | 0.03 | 0 | 0 | 0.05 | 0.05 | 0 | 0
4088 | 0.04 | 0.04 | 0.02 | 0.02 | 0 | 0 | 0.02 | 0.02 | 0 | 0
4089 | 0.05 | 0.05 | 0.02 | 0.02 | 0 | 0 | 0.01 | 0.01 | 0 | 0
4090 | 0.05 | 0.05 | 0.03 | 0.03 | 0 | 0 | 0.01 | 0.01 | 0 | 0
4091 | 0.04 | 0.04 | 0.02 | 0.02 | 0 | 0 | 0.01 | 0.01 | 0 | 0
4092 | 0.13 | 0.13 | 0.06 | 0.06 | 0 | 0 | 0.56 | 0.56 | 0 | 0
4093 | 0.23 | 0.23 | 0.11 | 0.11 | 0 | 0 | 0.23 | 0.23 | 0 | 0
4094 | 0.12 | 0.12 | 0.06 | 0.06 | 0 | 0 | 0.09 | 0.09 | 0 | 0
4095 | 0.13 | 0.13 | 0.06 | 0.06 | 0 | 0 | 0.66 | 0.66 | 0 | 0
4096 | 0.1 | 0.1 | 0.05 | 0.05 | 0 | 0 | 0.27 | 0.27 | 0 | 0
4097 | 0.17 | 0.17 | 0.08 | 0.08 | 0 | 0 | 0.11 | 0.11 | 0 | 0
4098 | 0.24 | 0.24 | 0.11 | 0.11 | 0 | 0 | 0.54 | 0.54 | 0 | 0
4099 | 0.1 | 0.1 | 0.05 | 0.05 | 0 | 0 | 0.22 | 0.22 | 0 | 0
4100 | 0.09 | 0.09 | 0.04 | 0.04 | 0 | 0 | 0.09 | 0.09 | 0 | 0
4101 | 0.27 | 0.27 | 0.13 | 0.13 | 0 | 0 | 0.04 | 0.04 | 0 | 0
4102 | 0.09 | 0.09 | 0.04 | 0.04 | 0 | 0 | 0.02 | 0.02 | 18.54 | 18.54
4103 | 0.07 | 0.07 | 0.03 | 0.03 | 0 | 0 | 0.01 | 0.01 | 0 | 0
4104 | 0.04 | 0.04 | 0.02 | 0.02 | 0 | 0 | 0.01 | 0.01 | 0 | 0
4105 | 0.05 | 0.05 | 0.02 | 0.02 | 0 | 0 | 0 | 0 | 0 | 0
4106 | 0.05 | 0.05 | 0.02 | 0.02 | 0 | 0 | 0 | 0 | 0 | 0
4107 | 0.04 | 0.04 | 0.02 | 0.02 | 0 | 0 | 0 | 0 | 0 | 0
4108 | 0.04 | 0.04 | 0.02 | 0.02 | 0 | 0 | 0 | 0 | 0 | 0
4109 | 0.05 | 0.05 | 0.03 | 0.03 | 0 | 0 | 0 | 0 | 0 | 0
4110 | 0.06 | 0.06 | 0.03 | 0.03 | 0 | 0 | 0 | 0 | 0 | 0
4111 | 0.07 | 0.07 | 0.03 | 0.03 | 0 | 0 | 0.64 | 0.64 | 0 | 0
4112 | 0.06 | 0.06 | 0.03 | 0.03 | 0 | 0 | 0.55 | 0.55 | 0 | 0
4113 | 0.12 | 0.12 | 0.06 | 0.06 | 0 | 0 | 0.22 | 0.22 | 0 | 0
4114 | 0.05 | 0.05 | 0.02 | 0.02 | 0 | 0 | 0.09 | 0.09 | 0 | 0
4115 | 0.09 | 0.09 | 0.04 | 0.04 | 0 | 0 | 0.04 | 0.04 | 0 | 0
4116 | 0.13 | 0.13 | 0.06 | 0.06 | 0 | 0 | 0.02 | 0.02 | 0 | 0
4117 | 0.14 | 0.14 | 0.07 | 0.07 | 0 | 0 | 0.29 | 0.29 | 0 | 0
4118 | 0.18 | 0.18 | 0.09 | 0.09 | 0 | 0 | 0.12 | 0.12 | 0 | 0
4119 | 0.18 | 0.18 | 0.09 | 0.09 | 0 | 0 | 0.05 | 0.05 | 0 | 0
4120 | 0.15 | 0.15 | 0.07 | 0.07 | 0 | 0 | 0.02 | 0.02 | 0 | 0
4121 | 0.07 | 0.07 | 0.03 | 0.03 | 0 | 0 | 0.01 | 0.01 | 0 | 0
4122 | 0.18 | 0.18 | 0.09 | 0.09 | 0 | 0 | 0.01 | 0.01 | 0 | 0
4123 | 0.17 | 0.17 | 0.08 | 0.08 | 0 | 0 | 0.01 | 0.01 | 0 | 0
4124 | 0.11 | 0.11 | 0.05 | 0.05 | 0 | 0 | 0 | 0 | 0 | 0
4125 | 0.32 | 0.32 | 0.15 | 0.15 | 0 | 0 | 0 | 0 | 0 | 0
4126 | 0.32 | 0.32 | 0.15 | 0.15 | 0 | 0 | 0 | 0 | 0 | 0
4127 | 0.09 | 0.09 | 0.05 | 0.05 | 0 | 0 | 0 | 0 | 0 | 0
4128 | 0.06 | 0.06 | 0.03 | 0.03 | 0 | 0 | 0 | 0 | 0 | 0
4129 | 0.05 | 0.05 | 0.02 | 0.02 | 0 | 0 | 0 | 0 | 0 | 0
4130 | 0.05 | 0.05 | 0.03 | 0.03 | 0 | 0 | 0.55 | 0.55 | 0 | 0
4131 | 0.04 | 0.04 | 0.02 | 0.02 | 0 | 0 | 0.22 | 0.22 | 0 | 0
4132 | 0.05 | 0.05 | 0.02 | 0.02 | 0 | 0 | 0.09 | 0.09 | 0 | 0
4133 | 0.06 | 0.06 | 0.03 | 0.03 | 0 | 0 | 0.04 | 0.04 | 0 | 0
4134 | 0.1 | 0.1 | 0.05 | 0.05 | 0 | 0 | 0.56 | 0.56 | 0 | 0
4135 | 0.08 | 0.08 | 0.04 | 0.04 | 0 | 0 | 0.23 | 0.23 | 0 | 0
4136 | 0.06 | 0.06 | 0.03 | 0.03 | 0 | 0 | 0.09 | 0.09 | 0 | 0
4137 | 0.05 | 0.05 | 0.02 | 0.02 | 0 | 0 | 0.04 | 0.04 | 0 | 0
4138 | 0.12 | 0.12 | 0.06 | 0.06 | 0 | 0 | 0.02 | 0.02 | 0 | 0
4139 | 0.06 | 0.06 | 0.03 | 0.03 | 0 | 0 | 0.01 | 0.01 | 0 | 0
4140 | 0.07 | 0.07 | 0.03 | 0.03 | 0 | 0 | 0.01 | 0.01 | 0 | 0
4141 | 0.06 | 0.06 | 0.03 | 0.03 | 0 | 0 | 0 | 0 | 0 | 0
4142 | 0.07 | 0.07 | 0.03 | 0.03 | 0 | 0 | 0 | 0 | 0 | 0
4143 | 0.25 | 0.25 | 0.12 | 0.12 | 0 | 0 | 0.09 | 0.09 | 0 | 0
4144 | 0.23 | 0.23 | 0.11 | 0.11 | 0 | 0 | 0.04 | 0.04 | 0 | 0
4145 | 0.29 | 0.29 | 0.14 | 0.14 | 0 | 0 | 0.11 | 0.11 | 0 | 0
4146 | 0.52 | 0.52 | 0.25 | 0.25 | 0 | 0 | 0.05 | 0.05 | 0 | 0
4147 | 0.19 | 0.19 | 0.09 | 0.09 | 0 | 0 | 0.02 | 0.02 | 13.07 | 13.07
4148 | 0.18 | 0.18 | 0.09 | 0.09 | 0 | 0 | 0.01 | 0.01 | 0 | 0
4149 | 0.73 | 0.73 | 0.35 | 0.35 | 0 | 0 | 0.01 | 0.01 | 0 | 0
4150 | 0.36 | 0.36 | 0.17 | 0.17 | 0 | 0 | 0.01 | 0.01 | 0 | 0
4151 | 0.05 | 0.05 | 0.02 | 0.02 | 0 | 0 | 0 | 0 | 0 | 0
4152 | 0.05 | 0.05 | 0.02 | 0.02 | 0 | 0 | 0 | 0 | 0 | 0
4153 | 0.05 | 0.05 | 0.02 | 0.02 | 0 | 0 | 0.47 | 0.47 | 0 | 0
4154 | 0.04 | 0.04 | 0.02 | 0.02 | 0 | 0 | 0.19 | 0.19 | 0 | 0
4155 | 0.05 | 0.05 | 0.03 | 0.03 | 0 | 0 | 0.6 | 0.6 | 0 | 0
4156 | 0.04 | 0.04 | 0.02 | 0.02 | 0 | 0 | 0.24 | 0.24 | 0 | 0
4157 | 0.04 | 0.04 | 0.02 | 0.02 | 0 | 0 | 0.1 | 0.1 | 0 | 0
4158 | 0.08 | 0.08 | 0.04 | 0.04 | 0 | 0 | 0.04 | 0.04 | 0 | 0
4159 | 0.07 | 0.07 | 0.03 | 0.03 | 0 | 0 | 0.02 | 0.02 | 0 | 0
4160 | 0.05 | 0.05 | 0.02 | 0.02 | 0 | 0 | 0.01 | 0.01 | 0 | 0
4161 | 0.05 | 0.05 | 0.02 | 0.02 | 0 | 0 | 0.01 | 0.01 | 0 | 0
4162 | 0.08 | 0.08 | 0.04 | 0.04 | 0 | 0 | 0 | 0 | 0 | 0
4163 | 0.07 | 0.07 | 0.03 | 0.03 | 0 | 0 | 0 | 0 | 0 | 0
4164 | 0.25 | 0.25 | 0.12 | 0.12 | 0 | 0 | 0 | 0 | 0 | 0
4165 | 0.41 | 0.41 | 0.2 | 0.2 | 0 | 0 | 0 | 0 | 0 | 0
4166 | 0.24 | 0.24 | 0.12 | 0.12 | 0 | 0 | 0 | 0 | 0 | 0
4167 | 0.3 | 0.3 | 0.14 | 0.14 | 0 | 0 | 0 | 0 | 0 | 0
4168 | 0.3 | 0.3 | 0.14 | 0.14 | 0 | 0 | 0 | 0 | 0 | 0
4169 | 0.18 | 0.18 | 0.09 | 0.09 | 0 | 0 | 0 | 0 | 0 | 0
4170 | 0.23 | 0.23 | 0.11 | 0.11 | 0 | 0 | 0 | 0 | 0 | 0
4171 | 0.11 | 0.11 | 0.05 | 0.05 | 0 | 0 | 0 | 0 | 0 | 0
4172 | 0.12 | 0.12 | 0.06 | 0.06 | 3.2841 | 3.2841 | 0 | 0 | 0 | 0
4173 | 0.11 | 0.11 | 0.05 | 0.05 | 0 | 0 | 0 | 0 | 0 | 0
4174 | 0.1 | 0.1 | 0.05 | 0.05 | 0 | 0 | 0 | 0 | 0 | 0
4175 | 0.08 | 0.08 | 0.04 | 0.04 | 0 | 0 | 0.31 | 0.31 | 0 | 0
4176 | 0.06 | 0.06 | 0.03 | 0.03 | 0 | 0 | 0.13 | 0.13 | 0 | 0
4177 | 0.05 | 0.05 | 0.02 | 0.02 | 0 | 0 | 0.05 | 0.05 | 0 | 0
4178 | 0.04 | 0.04 | 0.02 | 0.02 | 0 | 0 | 0.65 | 0.65 | 0 | 0
4179 | 0.05 | 0.05 | 0.02 | 0.02 | 0 | 0 | 0.26 | 0.26 | 0 | 0
4180 | 0.05 | 0.05 | 0.02 | 0.02 | 0 | 0 | 0.11 | 0.11 | 0 | 0
4181 | 0.05 | 0.05 | 0.02 | 0.02 | 0 | 0 | 0.05 | 0.05 | 0 | 0
4182 | 0.05 | 0.05 | 0.02 | 0.02 | 0 | 0 | 0.02 | 0.02 | 0 | 0
4183 | 0.44 | 0.44 | 0.21 | 0.21 | 0 | 0 | 0.01 | 0.01 | 0 | 0
4184 | 0.75 | 0.75 | 0.36 | 0.36 | 0 | 0 | 0.01 | 0.01 | 0 | 0
4185 | 0.6 | 0.6 | 0.29 | 0.29 | 0 | 0 | 0.23 | 0.23 | 0 | 0
4186 | 0.16 | 0.16 | 0.08 | 0.08 | 0 | 0 | 0.1 | 0.1 | 0 | 0
4187 | 0.26 | 0.26 | 0.12 | 0.12 | 0 | 0 | 0.04 | 0.04 | 9.89 | 9.89
4188 | 0.21 | 0.21 | 0.1 | 0.1 | 0 | 0 | 0.02 | 0.02 | 0 | 0
4189 | 0.19 | 0.19 | 0.09 | 0.09 | 0 | 0 | 0.01 | 0.01 | 0 | 0
4190 | 0.24 | 0.24 | 0.12 | 0.12 | 0 | 0 | 0.01 | 0.01 | 0 | 0
4191 | 0.13 | 0.13 | 0.06 | 0.06 | 0 | 0 | 0 | 0 | 0 | 0
4192 | 0.08 | 0.08 | 0.04 | 0.04 | 0 | 0 | 0 | 0 | 0 | 0
4193 | 0.13 | 0.13 | 0.06 | 0.06 | 0 | 0 | 0 | 0 | 0 | 0
4194 | 0.34 | 0.34 | 0.16 | 0.16 | 0 | 0 | 0 | 0 | 0 | 0
4195 | 0.17 | 0.17 | 0.08 | 0.08 | 0 | 0 | 0 | 0 | 0 | 0
4196 | 0.11 | 0.11 | 0.06 | 0.06 | 0 | 0 | 0 | 0 | 0 | 0
4197 | 0.13 | 0.13 | 0.06 | 0.06 | 0 | 0 | 0 | 0 | 0 | 0
4198 | 0.06 | 0.06 | 0.03 | 0.03 | 0 | 0 | 0 | 0 | 0 | 0
4199 | 0.05 | 0.05 | 0.02 | 0.02 | 0 | 0 | 0 | 0 | 0 | 0
4200 | 0.05 | 0.05 | 0.02 | 0.02 | 0 | 0 | 0 | 0 | 0 | 0
4201 | 0.04 | 0.04 | 0.02 | 0.02 | 0 | 0 | 0 | 0 | 0 | 0
4202 | 0.04 | 0.04 | 0.02 | 0.02 | 0 | 0 | 0 | 0 | 0 | 0
4203 | 0.05 | 0.05 | 0.02 | 0.02 | 0 | 0 | 0 | 0 | 0 | 0
4204 | 0.04 | 0.04 | 0.02 | 0.02 | 0 | 0 | 0 | 0 | 0 | 0
4205 | 0.12 | 0.12 | 0.06 | 0.06 | 0 | 0 | 0 | 0 | 0 | 0
4206 | 0.12 | 0.12 | 0.06 | 0.06 | 0 | 0 | 0 | 0 | 0 | 0
4207 | 0.1 | 0.1 | 0.05 | 0.05 | 0 | 0 | 0 | 0 | 0 | 0
4208 | 0.13 | 0.13 | 0.06 | 0.06 | 0 | 0 | 0 | 0 | 0 | 0
4209 | 0.09 | 0.09 | 0.04 | 0.04 | 0 | 0 | 0 | 0 | 0 | 0
4210 | 0.06 | 0.06 | 0.03 | 0.03 | 0 | 0 | 0 | 0 | 0 | 0
4211 | 0.08 | 0.08 | 0.04 | 0.04 | 0 | 0 | 0 | 0 | 0 | 0
4212 | 0.05 | 0.05 | 0.02 | 0.02 | 0 | 0 | 0 | 0 | 0 | 0
4213 | 0.05 | 0.05 | 0.02 | 0.02 | 0 | 0 | 0 | 0 | 0 | 0
4214 | 0.07 | 0.07 | 0.03 | 0.03 | 0 | 0 | 0 | 0 | 0 | 0
4215 | 0.08 | 0.08 | 0.04 | 0.04 | 0 | 0 | 0 | 0 | 0 | 0
4216 | 0.39 | 0.39 | 0.19 | 0.19 | 0 | 0 | 0 | 0 | 0 | 0
4217 | 0.31 | 0.31 | 0.15 | 0.15 | 0 | 0 | 0 | 0 | 0 | 0
4218 | 0.13 | 0.13 | 0.06 | 0.06 | 0 | 0 | 0 | 0 | 0 | 0
4219 | 0.13 | 0.13 | 0.06 | 0.06 | 0.6977 | 0.6977 | 0 | 0 | 0 | 0
4220 | 0.13 | 0.13 | 0.06 | 0.06 | 0 | 0 | 0 | 0 | 0 | 0
4221 | 0.1 | 0.1 | 0.05 | 0.05 | 0 | 0 | 0 | 0 | 0 | 0
4222 | 0.1 | 0.1 | 0.05 | 0.05 | 0 | 0 | 0 | 0 | 0 | 0
4223 | 0.04 | 0.04 | 0.02 | 0.02 | 0 | 0 | 0 | 0 | 0 | 0
4224 | 0.05 | 0.05 | 0.02 | 0.02 | 0 | 0 | 0 | 0 | 0 | 0
4225 | 0.04 | 0.04 | 0.02 | 0.02 | 0 | 0 | 0 | 0 | 0 | 0
4226 | 0.04 | 0.04 | 0.02 | 0.02 | 0.8645 | 0.8645 | 0 | 0 | 0 | 0
4227 | 0.04 | 0.04 | 0.02 | 0.02 | 0 | 0 | 0 | 0 | 20.1 | 20.1
4228 | 0.04 | 0.04 | 0.02 | 0.02 | 0 | 0 | 0 | 0 | 0 | 0
4229 | 0.11 | 0.11 | 0.05 | 0.05 | 0 | 0 | 0 | 0 | 0 | 0
4230 | 0.09 | 0.09 | 0.05 | 0.05 | 0 | 0 | 0 | 0 | 0 | 0
4231 | 0.27 | 0.27 | 0.13 | 0.13 | 0 | 0 | 0 | 0 | 0 | 0
4232 | 0.28 | 0.28 | 0.14 | 0.14 | 0 | 0 | 0 | 0 | 0 | 0
4233 | 0.11 | 0.11 | 0.05 | 0.05 | 0 | 0 | 0 | 0 | 0 | 0
4234 | 0.05 | 0.05 | 0.02 | 0.02 | 0 | 0 | 0 | 0 | 0 | 0
4235 | 0.07 | 0.07 | 0.03 | 0.03 | 0 | 0 | 0 | 0 | 0 | 0
4236 | 0.1 | 0.1 | 0.05 | 0.05 | 0 | 0 | 0 | 0 | 0 | 0
4237 | 0.26 | 0.26 | 0.12 | 0.12 | 0 | 0 | 0 | 0 | 0 | 0
4238 | 0.19 | 0.19 | 0.09 | 0.09 | 0 | 0 | 0 | 0 | 0 | 0
4239 | 0.24 | 0.24 | 0.12 | 0.12 | 0 | 0 | 0 | 0 | 0 | 0
4240 | 0.27 | 0.27 | 0.13 | 0.13 | 0 | 0 | 0 | 0 | 0 | 0
4241 | 0.31 | 0.31 | 0.15 | 0.15 | 0.5108 | 0.5108 | 0 | 0 | 0 | 0
4242 | 0.47 | 0.47 | 0.23 | 0.23 | 0 | 0 | 0 | 0 | 0 | 0
4243 | 0.14 | 0.14 | 0.07 | 0.07 | 0 | 0 | 0 | 0 | 0 | 0
4244 | 0.15 | 0.15 | 0.07 | 0.07 | 0 | 0 | 0 | 0 | 0 | 0
4245 | 0.08 | 0.08 | 0.04 | 0.04 | 0 | 0 | 0 | 0 | 0 | 0
4246 | 0.07 | 0.07 | 0.04 | 0.04 | 0 | 0 | 0 | 0 | 0 | 0
4247 | 0.05 | 0.05 | 0.02 | 0.02 | 0 | 0 | 0 | 0 | 0 | 0
4248 | 0.04 | 0.04 | 0.02 | 0.02 | 0 | 0 | 0 | 0 | 0 | 0
4249 | 0.04 | 0.04 | 0.02 | 0.02 | 0 | 0 | 0 | 0 | 0 | 0
4250 | 0.04 | 0.04 | 0.02 | 0.02 | 0 | 0 | 0 | 0 | 0 | 0
4251 | 0.04 | 0.04 | 0.02 | 0.02 | 0 | 0 | 0 | 0 | 0 | 0
4252 | 0.04 | 0.04 | 0.02 | 0.02 | 0 | 0 | 0 | 0 | 0 | 0
4253 | 0.09 | 0.09 | 0.05 | 0.05 | 0 | 0 | 0 | 0 | 0 | 0
4254 | 0.07 | 0.07 | 0.03 | 0.03 | 0 | 0 | 0 | 0 | 0 | 0
4255 | 0.15 | 0.15 | 0.07 | 0.07 | 0 | 0 | 0 | 0 | 0 | 0
4256 | 0.42 | 0.42 | 0.2 | 0.2 | 0 | 0 | 0 | 0 | 0 | 0
4257 | 0.12 | 0.12 | 0.06 | 0.06 | 0 | 0 | 0 | 0 | 0 | 0
4258 | 0.08 | 0.08 | 0.04 | 0.04 | 0 | 0 | 0 | 0 | 0 | 0
4259 | 0.42 | 0.42 | 0.2 | 0.2 | 0 | 0 | 0.84 | 0.84 | 0 | 0
4260 | 0.44 | 0.44 | 0.21 | 0.21 | 0 | 0 | 0.34 | 0.34 | 0 | 0
4261 | 0.26 | 0.26 | 0.13 | 0.13 | 0 | 0 | 0.14 | 0.14 | 0 | 0
4262 | 0.29 | 0.29 | 0.14 | 0.14 | 0 | 0 | 0.06 | 0.06 | 0 | 0
4263 | 0.59 | 0.59 | 0.29 | 0.29 | 0 | 0 | 0.03 | 0.03 | 0 | 0
4264 | 0.31 | 0.31 | 0.15 | 0.15 | 0 | 0 | 0.01 | 0.01 | 0 | 0
4265 | 0.32 | 0.32 | 0.15 | 0.15 | 0 | 0 | 0.01 | 0.01 | 0 | 0
4266 | 0.39 | 0.39 | 0.19 | 0.19 | 0 | 0 | 0.01 | 0.01 | 0 | 0
4267 | 0.28 | 0.28 | 0.13 | 0.13 | 0 | 0 | 0 | 0 | 0 | 0
4268 | 0.22 | 0.22 | 0.11 | 0.11 | 0 | 0 | 0.77 | 0.77 | 0 | 0
4269 | 0.2 | 0.2 | 0.09 | 0.09 | 0 | 0 | 1.09 | 1.09 | 0 | 0
4270 | 0.26 | 0.26 | 0.13 | 0.13 | 0 | 0 | 0.44 | 0.44 | 0 | 0
4271 | 0.55 | 0.55 | 0.27 | 0.27 | 0.8365 | 0.8365 | 0.18 | 0.18 | 0 | 0
4272 | 0.26 | 0.26 | 0.13 | 0.13 | 0 | 0 | 0.97 | 0.97 | 0 | 0
4273 | 0.07 | 0.07 | 0.03 | 0.03 | 0 | 0 | 0.39 | 0.39 | 0 | 0
4274 | 0.04 | 0.04 | 0.02 | 0.02 | 0 | 0 | 0.16 | 0.16 | 0 | 0
4275 | 0.04 | 0.04 | 0.02 | 0.02 | 0 | 0 | 0.07 | 0.07 | 0 | 0
4276 | 0.04 | 0.04 | 0.02 | 0.02 | 0 | 0 | 0.96 | 0.96 | 0 | 0
4277 | 0.1 | 0.1 | 0.05 | 0.05 | 0 | 0 | 0.39 | 0.39 | 0 | 0
4278 | 0.07 | 0.07 | 0.03 | 0.03 | 0 | 0 | 0.16 | 0.16 | 0 | 0
4279 | 0.07 | 0.07 | 0.03 | 0.03 | 0 | 0 | 0.07 | 0.07 | 0 | 0
4280 | 0.07 | 0.07 | 0.03 | 0.03 | 0 | 0 | 0.93 | 0.93 | 12.08 | 12.08
4281 | 0.16 | 0.16 | 0.08 | 0.08 | 0 | 0 | 0.37 | 0.37 | 0 | 0
4282 | 0.11 | 0.11 | 0.05 | 0.05 | 0 | 0 | 0.15 | 0.15 | 0 | 0
4283 | 0.1 | 0.1 | 0.05 | 0.05 | 0 | 0 | 0.06 | 0.06 | 0 | 0
4284 | 0.28 | 0.28 | 0.14 | 0.14 | 0 | 0 | 0.03 | 0.03 | 0 | 0
4285 | 0.27 | 0.27 | 0.13 | 0.13 | 0 | 0 | 0.01 | 0.01 | 0 | 0
4286 | 0.37 | 0.37 | 0.18 | 0.18 | 0 | 0 | 0.01 | 0.01 | 0 | 0
4287 | 0.47 | 0.47 | 0.23 | 0.23 | 0 | 0 | 0.01 | 0.01 | 0 | 0
4288 | 0.25 | 0.25 | 0.12 | 0.12 | 0 | 0 | 0 | 0 | 0 | 0
4289 | 0.24 | 0.24 | 0.11 | 0.11 | 0 | 0 | 0 | 0 | 0 | 0
4290 | 0.25 | 0.25 | 0.12 | 0.12 | 0 | 0 | 0.36 | 0.36 | 0 | 0
4291 | 0.14 | 0.14 | 0.07 | 0.07 | 0 | 0 | 0.15 | 0.15 | 0 | 0
4292 | 0.62 | 0.62 | 0.3 | 0.3 | 0 | 0 | 0.06 | 0.06 | 0 | 0
4293 | 0.27 | 0.27 | 0.13 | 0.13 | 0 | 0 | 0.03 | 0.03 | 0 | 0
4294 | 0.09 | 0.09 | 0.04 | 0.04 | 0 | 0 | 0.59 | 0.59 | 0 | 0
4295 | 0.07 | 0.07 | 0.03 | 0.03 | 0 | 0 | 0.24 | 0.24 | 0 | 0
4296 | 0.06 | 0.06 | 0.03 | 0.03 | 0 | 0 | 0.1 | 0.1 | 0 | 0
4297 | 0.04 | 0.04 | 0.02 | 0.02 | 0 | 0 | 0.04 | 0.04 | 0 | 0
4298 | 0.05 | 0.05 | 0.02 | 0.02 | 0 | 0 | 0.02 | 0.02 | 0 | 0
4299 | 0.04 | 0.04 | 0.02 | 0.02 | 0 | 0 | 0.01 | 0.01 | 0 | 0
4300 | 0.05 | 0.05 | 0.02 | 0.02 | 0 | 0 | 0.72 | 0.72 | 0 | 0
4301 | 0.05 | 0.05 | 0.02 | 0.02 | 0 | 0 | 0.29 | 0.29 | 0 | 0
4302 | 0.07 | 0.07 | 0.03 | 0.03 | 0 | 0 | 0.12 | 0.12 | 0 | 0
4303 | 0.14 | 0.14 | 0.07 | 0.07 | 0 | 0 | 0.05 | 0.05 | 0 | 0
4304 | 0.13 | 0.13 | 0.06 | 0.06 | 0 | 0 | 0.02 | 0.02 | 0 | 0
4305 | 0.38 | 0.38 | 0.19 | 0.19 | 0 | 0 | 0.01 | 0.01 | 0 | 0
4306 | 0.25 | 0.25 | 0.12 | 0.12 | 0 | 0 | 0.44 | 0.44 | 0 | 0
4307 | 0.09 | 0.09 | 0.04 | 0.04 | 0 | 0 | 0.18 | 0.18 | 0 | 0
4308 | 0.14 | 0.14 | 0.07 | 0.07 | 0 | 0 | 0.07 | 0.07 | 0 | 0
4309 | 0.2 | 0.2 | 0.09 | 0.09 | 0 | 0 | 0.03 | 0.03 | 0 | 0
4310 | 0.17 | 0.17 | 0.08 | 0.08 | 0 | 0 | 0.02 | 0.02 | 0 | 0
4311 | 0.17 | 0.17 | 0.08 | 0.08 | 0 | 0 | 0.01 | 0.01 | 0 | 0
4312 | 0.26 | 0.26 | 0.12 | 0.12 | 0 | 0 | 0.01 | 0.01 | 0 | 0
4313 | 0.23 | 0.23 | 0.11 | 0.11 | 0 | 0 | 0.24 | 0.24 | 0 | 0
4314 | 0.08 | 0.08 | 0.04 | 0.04 | 0 | 0 | 0.1 | 0.1 | 0 | 0
4315 | 0.12 | 0.12 | 0.06 | 0.06 | 0 | 0 | 0.04 | 0.04 | 0 | 0
4316 | 0.11 | 0.11 | 0.05 | 0.05 | 0 | 0 | 0.02 | 0.02 | 0 | 0
4317 | 0.24 | 0.24 | 0.12 | 0.12 | 0 | 0 | 0.01 | 0.01 | 0 | 0
4318 | 0.17 | 0.17 | 0.08 | 0.08 | 0 | 0 | 0.23 | 0.23 | 0 | 0
4319 | 0.07 | 0.07 | 0.03 | 0.03 | 0 | 0 | 0.1 | 0.1 | 0 | 0
4320 | 0.04 | 0.04 | 0.02 | 0.02 | 0 | 0 | 0.04 | 0.04 | 0 | 0
4321 | 0.05 | 0.05 | 0.02 | 0.02 | 0 | 0 | 0.74 | 0.74 | 0 | 0
4322 | 0.04 | 0.04 | 0.02 | 0.02 | 0 | 0 | 0.3 | 0.3 | 0 | 0
4323 | 0.05 | 0.05 | 0.02 | 0.02 | 0 | 0 | 0.9 | 0.9 | 0 | 0
4324 | 0.04 | 0.04 | 0.02 | 0.02 | 0 | 0 | 0.36 | 0.36 | 0 | 0
4325 | 0.04 | 0.04 | 0.02 | 0.02 | 0 | 0 | 0.15 | 0.15 | 0 | 0
4326 | 0.07 | 0.07 | 0.04 | 0.04 | 0 | 0 | 0.06 | 0.06 | 0 | 0
4327 | 0.09 | 0.09 | 0.04 | 0.04 | 0 | 0 | 0.03 | 0.03 | 0 | 0
4328 | 0.19 | 0.19 | 0.09 | 0.09 | 0 | 0 | 0.01 | 0.01 | 0 | 0
4329 | 0.13 | 0.13 | 0.06 | 0.06 | 0 | 0 | 0.01 | 0.01 | 0 | 0
4330 | 0.19 | 0.19 | 0.09 | 0.09 | 0 | 0 | 0.5 | 0.5 | 0 | 0
4331 | 0.25 | 0.25 | 0.12 | 0.12 | 0 | 0 | 0.2 | 0.2 | 0 | 0
4332 | 0.17 | 0.17 | 0.08 | 0.08 | 0 | 0 | 0.08 | 0.08 | 0 | 0
4333 | 0.17 | 0.17 | 0.08 | 0.08 | 1.5135 | 1.5135 | 0.04 | 0.04 | 0 | 0
4334 | 0.17 | 0.17 | 0.08 | 0.08 | 0 | 0 | 0.02 | 0.02 | 0 | 0
4335 | 0.17 | 0.17 | 0.08 | 0.08 | 0 | 0 | 0.01 | 0.01 | 0 | 0
4336 | 0.27 | 0.27 | 0.13 | 0.13 | 0 | 0 | 0.01 | 0.01 | 0 | 0
4337 | 0.57 | 0.57 | 0.28 | 0.28 | 0 | 0 | 0 | 0 | 0 | 0
4338 | 0.2 | 0.2 | 0.1 | 0.1 | 0 | 0 | 0.26 | 0.26 | 0 | 0
4339 | 0.11 | 0.11 | 0.05 | 0.05 | 0 | 0 | 0.11 | 0.11 | 0 | 0
4340 | 0.08 | 0.08 | 0.04 | 0.04 | 0 | 0 | 0.05 | 0.05 | 10.24 | 10.24
4341 | 0.08 | 0.08 | 0.04 | 0.04 | 0 | 0 | 0.02 | 0.02 | 0 | 0
4342 | 0.08 | 0.08 | 0.04 | 0.04 | 0 | 0 | 0.33 | 0.33 | 0 | 0
4343 | 0.07 | 0.07 | 0.03 | 0.03 | 0 | 0 | 0.13 | 0.13 | 0 | 0
4344 | 0.07 | 0.07 | 0.04 | 0.04 | 0 | 0 | 0.06 | 0.06 | 0 | 0
4345 | 0.04 | 0.04 | 0.02 | 0.02 | 0 | 0 | 0.03 | 0.03 | 0 | 0
4346 | 0.04 | 0.04 | 0.02 | 0.02 | 1.0135 | 1.0135 | 0.59 | 0.59 | 0 | 0
4347 | 0.04 | 0.04 | 0.02 | 0.02 | 0 | 0 | 0.83 | 0.83 | 0 | 0
4348 | 0.04 | 0.04 | 0.02 | 0.02 | 0 | 0 | 0.34 | 0.34 | 0 | 0
4349 | 0.04 | 0.04 | 0.02 | 0.02 | 0 | 0 | 0.14 | 0.14 | 0 | 0
4350 | 0.05 | 0.05 | 0.02 | 0.02 | 0 | 0 | 0.06 | 0.06 | 0 | 0
4351 | 0.35 | 0.35 | 0.17 | 0.17 | 0 | 0 | 0.03 | 0.03 | 0 | 0
4352 | 0.42 | 0.42 | 0.2 | 0.2 | 0 | 0 | 0.01 | 0.01 | 0 | 0
4353 | 0.54 | 0.54 | 0.26 | 0.26 | 0 | 0 | 0.65 | 0.65 | 0 | 0
4354 | 0.31 | 0.31 | 0.15 | 0.15 | 0 | 0 | 0.26 | 0.26 | 0 | 0
4355 | 0.68 | 0.68 | 0.33 | 0.33 | 0 | 0 | 0.11 | 0.11 | 0 | 0
4356 | 0.24 | 0.24 | 0.12 | 0.12 | 0 | 0 | 0.05 | 0.05 | 0 | 0
4357 | 0.19 | 0.19 | 0.09 | 0.09 | 0 | 0 | 0.02 | 0.02 | 0 | 0
4358 | 0.13 | 0.13 | 0.06 | 0.06 | 0 | 0 | 0.01 | 0.01 | 0 | 0
4359 | 0.15 | 0.15 | 0.07 | 0.07 | 0 | 0 | 0.01 | 0.01 | 0 | 0
4360 | 0.37 | 0.37 | 0.18 | 0.18 | 0 | 0 | 0.01 | 0.01 | 0 | 0
4361 | 0.14 | 0.14 | 0.07 | 0.07 | 0.4661 | 0.4661 | 0 | 0 | 0 | 0
4362 | 0.24 | 0.24 | 0.12 | 0.12 | 0 | 0 | 0 | 0 | 0 | 0
4363 | 0.13 | 0.13 | 0.06 | 0.06 | 0 | 0 | 0 | 0 | 0 | 0
4364 | 0.13 | 0.13 | 0.06 | 0.06 | 0 | 0 | 0 | 0 | 0 | 0
4365 | 0.14 | 0.14 | 0.07 | 0.07 | 0 | 0 | 0 | 0 | 0 | 0
4366 | 0.13 | 0.13 | 0.06 | 0.06 | 0 | 0 | 0 | 0 | 0 | 0
4367 | 0.05 | 0.05 | 0.02 | 0.02 | 0 | 0 | 0 | 0 | 0 | 0
4368 | 0.04 | 0.04 | 0.02 | 0.02 | 0 | 0 | 0 | 0 | 0 | 0
4369 | 0.05 | 0.05 | 0.02 | 0.02 | 5.4012 | 5.4012 | 0 | 0 | 0 | 0
4370 | 0.04 | 0.04 | 0.02 | 0.02 | 0 | 0 | 0 | 0 | 0 | 0
4371 | 0.04 | 0.04 | 0.02 | 0.02 | 0 | 0 | 0 | 0 | 0 | 0
4372 | 0.04 | 0.04 | 0.02 | 0.02 | 0 | 0 | 0 | 0 | 0 | 0
4373 | 0.09 | 0.09 | 0.05 | 0.05 | 0 | 0 | 0 | 0 | 10.25 | 10.25
4374 | 0.07 | 0.07 | 0.03 | 0.03 | 0 | 0 | 0 | 0 | 0 | 0
4375 | 0.14 | 0.14 | 0.07 | 0.07 | 0 | 0 | 0 | 0 | 0 | 0
4376 | 0.11 | 0.11 | 0.06 | 0.06 | 0 | 0 | 0 | 0 | 0 | 0
4377 | 0.09 | 0.09 | 0.04 | 0.04 | 0 | 0 | 0 | 0 | 0 | 0
4378 | 0.09 | 0.09 | 0.04 | 0.04 | 0 | 0 | 0 | 0 | 0 | 0
4379 | 0.28 | 0.28 | 0.14 | 0.14 | 0 | 0 | 0 | 0 | 0 | 0
4380 | 0.08 | 0.08 | 0.04 | 0.04 | 0 | 0 | 0 | 0 | 0 | 0
4381 | 0.1 | 0.1 | 0.05 | 0.05 | 0 | 0 | 0 | 0 | 0 | 0
4382 | 0.09 | 0.09 | 0.04 | 0.04 | 0 | 0 | 0 | 0 | 0 | 0
4383 | 0.1 | 0.1 | 0.05 | 0.05 | 0 | 0 | 0 | 0 | 0 | 0
4384 | 0.25 | 0.25 | 0.12 | 0.12 | 0 | 0 | 0.14 | 0.14 | 0 | 0
4385 | 0.33 | 0.33 | 0.16 | 0.16 | 0 | 0 | 0.06 | 0.06 | 0 | 0
4386 | 0.35 | 0.35 | 0.17 | 0.17 | 0 | 0 | 0.03 | 0.03 | 0 | 0
4387 | 0.15 | 0.15 | 0.07 | 0.07 | 0 | 0 | 0.16 | 0.16 | 0 | 0
4388 | 0.15 | 0.15 | 0.07 | 0.07 | 0 | 0 | 0.07 | 0.07 | 0 | 0
4389 | 0.16 | 0.16 | 0.08 | 0.08 | 0 | 0 | 0.03 | 0.03 | 0 | 0
4390 | 0.14 | 0.14 | 0.07 | 0.07 | 0 | 0 | 0.01 | 0.01 | 0 | 0
4391 | 0.08 | 0.08 | 0.04 | 0.04 | 0 | 0 | 0.43 | 0.43 | 0 | 0
4392 | 0.05 | 0.05 | 0.02 | 0.02 | 0 | 0 | 0.18 | 0.18 | 0 | 0
4393 | 0.04 | 0.04 | 0.02 | 0.02 | 0 | 0 | 0.07 | 0.07 | 0 | 0
4394 | 0.04 | 0.04 | 0.02 | 0.02 | 0 | 0 | 0.03 | 0.03 | 0 | 0
4395 | 0.04 | 0.04 | 0.02 | 0.02 | 0 | 0 | 0.02 | 0.02 | 0 | 0
4396 | 0.05 | 0.05 | 0.02 | 0.02 | 0 | 0 | 0.01 | 0.01 | 0 | 0
4397 | 0.09 | 0.09 | 0.04 | 0.04 | 0 | 0 | 0.01 | 0.01 | 0 | 0
4398 | 0.06 | 0.06 | 0.03 | 0.03 | 0 | 0 | 0 | 0 | 0 | 0
4399 | 0.12 | 0.12 | 0.06 | 0.06 | 0 | 0 | 0 | 0 | 0 | 0
4400 | 0.22 | 0.22 | 0.11 | 0.11 | 0 | 0 | 0 | 0 | 0 | 0
4401 | 0.15 | 0.15 | 0.07 | 0.07 | 0 | 0 | 0 | 0 | 0 | 0
4402 | 0.13 | 0.13 | 0.06 | 0.06 | 0 | 0 | 0 | 0 | 0 | 0
4403 | 0.09 | 0.09 | 0.05 | 0.05 | 0 | 0 | 0 | 0 | 0 | 0
4404 | 0.12 | 0.12 | 0.06 | 0.06 | 0 | 0 | 0 | 0 | 0 | 0
4405 | 0.21 | 0.21 | 0.1 | 0.1 | 0 | 0 | 0 | 0 | 0 | 0
4406 | 0.27 | 0.27 | 0.13 | 0.13 | 0 | 0 | 0 | 0 | 0 | 0
4407 | 0.47 | 0.47 | 0.23 | 0.23 | 0 | 0 | 0 | 0 | 15.95 | 15.95
4408 | 0.29 | 0.29 | 0.14 | 0.14 | 0 | 0 | 0 | 0 | 0 | 0
4409 | 0.49 | 0.49 | 0.24 | 0.24 | 0 | 0 | 0 | 0 | 0 | 0
4410 | 0.19 | 0.19 | 0.09 | 0.09 | 0 | 0 | 0 | 0 | 0 | 0
4411 | 0.15 | 0.15 | 0.07 | 0.07 | 0 | 0 | 0 | 0 | 0 | 0
4412 | 0.15 | 0.15 | 0.07 | 0.07 | 1.3817 | 1.3817 | 0 | 0 | 0 | 0
4413 | 0.53 | 0.53 | 0.25 | 0.25 | 0 | 0 | 0 | 0 | 0 | 0
4414 | 0.57 | 0.57 | 0.28 | 0.28 | 0 | 0 | 0 | 0 | 0 | 0
4415 | 0.12 | 0.12 | 0.06 | 0.06 | 0 | 0 | 0 | 0 | 0 | 0
4416 | 0.08 | 0.08 | 0.04 | 0.04 | 0 | 0 | 0 | 0 | 0 | 0
4417 | 0.08 | 0.08 | 0.04 | 0.04 | 0 | 0 | 0 | 0 | 0 | 0
4418 | 0.05 | 0.05 | 0.02 | 0.02 | 0 | 0 | 0 | 0 | 0 | 0
4419 | 0.05 | 0.05 | 0.02 | 0.02 | 0 | 0 | 0 | 0 | 0 | 0
4420 | 0.05 | 0.05 | 0.02 | 0.02 | 0 | 0 | 0.86 | 0.86 | 0 | 0
4421 | 0.1 | 0.1 | 0.05 | 0.05 | 0 | 0 | 0.35 | 0.35 | 0 | 0
4422 | 0.08 | 0.08 | 0.04 | 0.04 | 0 | 0 | 0.14 | 0.14 | 0 | 0
4423 | 0.16 | 0.16 | 0.08 | 0.08 | 0 | 0 | 0.06 | 0.06 | 0 | 0
4424 | 0.08 | 0.08 | 0.04 | 0.04 | 0 | 0 | 0.03 | 0.03 | 0 | 0
4425 | 0.07 | 0.07 | 0.04 | 0.04 | 0 | 0 | 0.73 | 0.73 | 0 | 0
4426 | 0.05 | 0.05 | 0.03 | 0.03 | 0 | 0 | 0.3 | 0.3 | 0 | 0
4427 | 0.11 | 0.11 | 0.06 | 0.06 | 0 | 0 | 0.12 | 0.12 | 0 | 0
4428 | 0.16 | 0.16 | 0.08 | 0.08 | 0 | 0 | 0.05 | 0.05 | 0 | 0
4429 | 0.16 | 0.16 | 0.08 | 0.08 | 0 | 0 | 0.02 | 0.02 | 0 | 0
4430 | 0.17 | 0.17 | 0.08 | 0.08 | 0 | 0 | 0.01 | 0.01 | 0 | 0
4431 | 0.18 | 0.18 | 0.09 | 0.09 | 0 | 0 | 0.01 | 0.01 | 0 | 0
4432 | 0.2 | 0.2 | 0.1 | 0.1 | 0 | 0 | 0.01 | 0.01 | 14.84 | 14.84
4433 | 0.38 | 0.38 | 0.19 | 0.19 | 0 | 0 | 0 | 0 | 0 | 0
4434 | 0.18 | 0.18 | 0.09 | 0.09 | 0 | 0 | 0 | 0 | 0 | 0
4435 | 0.15 | 0.15 | 0.07 | 0.07 | 0 | 0 | 0 | 0 | 0 | 0
4436 | 0.15 | 0.15 | 0.07 | 0.07 | 0 | 0 | 0 | 0 | 0 | 0
4437 | 0.13 | 0.13 | 0.06 | 0.06 | 0 | 0 | 0.48 | 0.48 | 0 | 0
4438 | 0.11 | 0.11 | 0.05 | 0.05 | 0 | 0 | 0.66 | 0.66 | 0 | 0
4439 | 0.06 | 0.06 | 0.03 | 0.03 | 0 | 0 | 0.27 | 0.27 | 0 | 0
4440 | 0.05 | 0.05 | 0.02 | 0.02 | 0 | 0 | 0.11 | 0.11 | 0 | 0
4441 | 0.04 | 0.04 | 0.02 | 0.02 | 0 | 0 | 0.05 | 0.05 | 0 | 0
4442 | 0.05 | 0.05 | 0.02 | 0.02 | 0 | 0 | 0.02 | 0.02 | 0 | 0
4443 | 0.05 | 0.05 | 0.02 | 0.02 | 1.0032 | 1.0032 | 0.01 | 0.01 | 0 | 0
4444 | 0.04 | 0.04 | 0.02 | 0.02 | 0 | 0 | 0.01 | 0.01 | 0 | 0
4445 | 0.09 | 0.09 | 0.04 | 0.04 | 0 | 0 | 0.01 | 0.01 | 0 | 0
4446 | 0.08 | 0.08 | 0.04 | 0.04 | 0 | 0 | 0 | 0 | 0 | 0
4447 | 0.06 | 0.06 | 0.03 | 0.03 | 0 | 0 | 0 | 0 | 0 | 0
4448 | 0.07 | 0.07 | 0.04 | 0.04 | 0 | 0 | 0 | 0 | 0 | 0
4449 | 0.09 | 0.09 | 0.04 | 0.04 | 0 | 0 | 0 | 0 | 0 | 0
4450 | 0.1 | 0.1 | 0.05 | 0.05 | 0 | 0 | 0 | 0 | 0 | 0
4451 | 0.11 | 0.11 | 0.06 | 0.06 | 0 | 0 | 0 | 0 | 0 | 0
4452 | 0.07 | 0.07 | 0.04 | 0.04 | 0 | 0 | 0 | 0 | 0 | 0
4453 | 0.13 | 0.13 | 0.06 | 0.06 | 0 | 0 | 0 | 0 | 0 | 0
4454 | 0.33 | 0.33 | 0.16 | 0.16 | 0 | 0 | 0.18 | 0.18 | 0 | 0
4455 | 0.3 | 0.3 | 0.15 | 0.15 | 0 | 0 | 0.08 | 0.08 | 0 | 0
4456 | 0.21 | 0.21 | 0.1 | 0.1 | 0 | 0 | 0.03 | 0.03 | 0 | 0
4457 | 0.16 | 0.16 | 0.08 | 0.08 | 0 | 0 | 0.02 | 0.02 | 0 | 0
4458 | 0.17 | 0.17 | 0.08 | 0.08 | 0 | 0 | 0.01 | 0.01 | 0 | 0
4459 | 0.18 | 0.18 | 0.09 | 0.09 | 0 | 0 | 0.01 | 0.01 | 0 | 0
4460 | 0.21 | 0.21 | 0.1 | 0.1 | 0 | 0 | 0 | 0 | 0 | 0
4461 | 0.33 | 0.33 | 0.16 | 0.16 | 0 | 0 | 0 | 0 | 0 | 0
4462 | 0.12 | 0.12 | 0.06 | 0.06 | 0 | 0 | 0 | 0 | 0 | 0
4463 | 0.07 | 0.07 | 0.03 | 0.03 | 0 | 0 | 0 | 0 | 0 | 0
4464 | 0.05 | 0.05 | 0.02 | 0.02 | 0 | 0 | 0 | 0 | 0 | 0
4465 | 0.05 | 0.05 | 0.02 | 0.02 | 0 | 0 | 0 | 0 | 0 | 0
4466 | 0.05 | 0.05 | 0.02 | 0.02 | 0 | 0 | 0 | 0 | 0 | 0
4467 | 0.04 | 0.04 | 0.02 | 0.02 | 0 | 0 | 0 | 0 | 0 | 0
4468 | 0.04 | 0.04 | 0.02 | 0.02 | 0 | 0 | 0 | 0 | 0 | 0
4469 | 0.05 | 0.05 | 0.02 | 0.02 | 0 | 0 | 0 | 0 | 0 | 0
4470 | 0.11 | 0.11 | 0.05 | 0.05 | 0 | 0 | 0 | 0 | 10.23 | 10.23
4471 | 0.16 | 0.16 | 0.08 | 0.08 | 0 | 0 | 0 | 0 | 0 | 0
4472 | 0.21 | 0.21 | 0.1 | 0.1 | 0 | 0 | 0 | 0 | 0 | 0
4473 | 0.32 | 0.32 | 0.15 | 0.15 | 0 | 0 | 0 | 0 | 0 | 0
4474 | 0.16 | 0.16 | 0.08 | 0.08 | 0 | 0 | 0 | 0 | 0 | 0
4475 | 0.11 | 0.11 | 0.05 | 0.05 | 0 | 0 | 0 | 0 | 0 | 0
4476 | 0.07 | 0.07 | 0.03 | 0.03 | 0 | 0 | 0 | 0 | 0 | 0
4477 | 0.11 | 0.11 | 0.05 | 0.05 | 0 | 0 | 0 | 0 | 0 | 0
4478 | 0.14 | 0.14 | 0.07 | 0.07 | 0 | 0 | 0 | 0 | 0 | 0
4479 | 0.2 | 0.2 | 0.1 | 0.1 | 0 | 0 | 0 | 0 | 0 | 0
4480 | 0.19 | 0.19 | 0.09 | 0.09 | 0 | 0 | 0 | 0 | 0 | 0
4481 | 0.35 | 0.35 | 0.17 | 0.17 | 0 | 0 | 0 | 0 | 0 | 0
4482 | 0.32 | 0.32 | 0.16 | 0.16 | 0 | 0 | 0 | 0 | 0 | 0
4483 | 0.19 | 0.19 | 0.09 | 0.09 | 0 | 0 | 0 | 0 | 0 | 0
4484 | 0.16 | 0.16 | 0.08 | 0.08 | 0 | 0 | 0 | 0 | 0 | 0
4485 | 0.63 | 0.63 | 0.3 | 0.3 | 0 | 0 | 0 | 0 | 0 | 0
4486 | 0.31 | 0.31 | 0.15 | 0.15 | 0 | 0 | 0 | 0 | 0 | 0
4487 | 0.1 | 0.1 | 0.05 | 0.05 | 0 | 0 | 0 | 0 | 0 | 0
4488 | 0.07 | 0.07 | 0.03 | 0.03 | 0 | 0 | 0 | 0 | 0 | 0
4489 | 0.05 | 0.05 | 0.02 | 0.02 | 0 | 0 | 0 | 0 | 0 | 0
4490 | 0.05 | 0.05 | 0.02 | 0.02 | 0 | 0 | 0 | 0 | 0 | 0
4491 | 0.04 | 0.04 | 0.02 | 0.02 | 0 | 0 | 0 | 0 | 0 | 0
4492 | 0.05 | 0.05 | 0.03 | 0.03 | 0 | 0 | 0 | 0 | 0 | 0
4493 | 0.04 | 0.04 | 0.02 | 0.02 | 0 | 0 | 0 | 0 | 0 | 0
4494 | 0.07 | 0.07 | 0.03 | 0.03 | 0 | 0 | 0 | 0 | 0 | 0
4495 | 0.09 | 0.09 | 0.04 | 0.04 | 0 | 0 | 0 | 0 | 0 | 0
4496 | 0.13 | 0.13 | 0.06 | 0.06 | 0 | 0 | 0 | 0 | 0 | 0
4497 | 0.13 | 0.13 | 0.06 | 0.06 | 0 | 0 | 0 | 0 | 0 | 0
4498 | 0.31 | 0.31 | 0.15 | 0.15 | 0 | 0 | 0 | 0 | 0 | 0
4499 | 0.16 | 0.16 | 0.08 | 0.08 | 0 | 0 | 0 | 0 | 0 | 0
4500 | 0.13 | 0.13 | 0.06 | 0.06 | 0 | 0 | 0 | 0 | 0 | 0
4501 | 0.16 | 0.16 | 0.08 | 0.08 | 0 | 0 | 0 | 0 | 0 | 0
4502 | 0.21 | 0.21 | 0.1 | 0.1 | 0 | 0 | 0 | 0 | 0 | 0
4503 | 0.2 | 0.2 | 0.09 | 0.09 | 0 | 0 | 0 | 0 | 0 | 0
4504 | 0.2 | 0.2 | 0.1 | 0.1 | 0 | 0 | 0 | 0 | 0 | 0
4505 | 0.22 | 0.22 | 0.11 | 0.11 | 1.7589 | 1.7589 | 0 | 0 | 0 | 0
4506 | 0.3 | 0.3 | 0.15 | 0.15 | 0 | 0 | 0 | 0 | 0 | 0
4507 | 0.19 | 0.19 | 0.09 | 0.09 | 0 | 0 | 0 | 0 | 0 | 0
4508 | 0.31 | 0.31 | 0.15 | 0.15 | 0 | 0 | 0 | 0 | 0 | 0
4509 | 0.88 | 0.88 | 0.42 | 0.42 | 0 | 0 | 0 | 0 | 0 | 0
4510 | 0.26 | 0.26 | 0.13 | 0.13 | 0 | 0 | 0 | 0 | 0 | 0
4511 | 0.14 | 0.14 | 0.07 | 0.07 | 0 | 0 | 0 | 0 | 0 | 0
4512 | 0.07 | 0.07 | 0.03 | 0.03 | 0 | 0 | 0 | 0 | 0 | 0
4513 | 0.06 | 0.06 | 0.03 | 0.03 | 0 | 0 | 0 | 0 | 0 | 0
4514 | 0.05 | 0.05 | 0.02 | 0.02 | 0 | 0 | 0 | 0 | 0 | 0
4515 | 0.05 | 0.05 | 0.02 | 0.02 | 0 | 0 | 0 | 0 | 0 | 0
4516 | 0.05 | 0.05 | 0.02 | 0.02 | 0 | 0 | 0 | 0 | 0 | 0
4517 | 0.04 | 0.04 | 0.02 | 0.02 | 0 | 0 | 0 | 0 | 0 | 0
4518 | 0.13 | 0.13 | 0.06 | 0.06 | 0 | 0 | 0 | 0 | 0 | 0
4519 | 0.08 | 0.08 | 0.04 | 0.04 | 0 | 0 | 0 | 0 | 0 | 0
4520 | 0.1 | 0.1 | 0.05 | 0.05 | 0 | 0 | 0 | 0 | 0 | 0
4521 | 0.15 | 0.15 | 0.07 | 0.07 | 0 | 0 | 0 | 0 | 0 | 0
4522 | 0.1 | 0.1 | 0.05 | 0.05 | 0 | 0 | 0 | 0 | 0 | 0
4523 | 0.06 | 0.06 | 0.03 | 0.03 | 0 | 0 | 0 | 0 | 0 | 0
4524 | 0.12 | 0.12 | 0.06 | 0.06 | 0 | 0 | 0 | 0 | 0 | 0
4525 | 0.13 | 0.13 | 0.06 | 0.06 | 0 | 0 | 0 | 0 | 0 | 0
4526 | 0.1 | 0.1 | 0.05 | 0.05 | 0 | 0 | 0 | 0 | 0 | 0
4527 | 0.16 | 0.16 | 0.08 | 0.08 | 0 | 0 | 0 | 0 | 0 | 0
4528 | 0.2 | 0.2 | 0.09 | 0.09 | 0 | 0 | 0 | 0 | 0 | 0
4529 | 0.29 | 0.29 | 0.14 | 0.14 | 0 | 0 | 0 | 0 | 9.7 | 9.7
4530 | 0.13 | 0.13 | 0.07 | 0.07 | 0 | 0 | 0 | 0 | 0 | 0
4531 | 0.14 | 0.14 | 0.07 | 0.07 | 0 | 0 | 0 | 0 | 0 | 0
4532 | 0.14 | 0.14 | 0.07 | 0.07 | 0 | 0 | 0 | 0 | 0 | 0
4533 | 0.11 | 0.11 | 0.05 | 0.05 | 0 | 0 | 0 | 0 | 0 | 0
4534 | 0.07 | 0.07 | 0.04 | 0.04 | 0 | 0 | 0 | 0 | 0 | 0
4535 | 0.06 | 0.06 | 0.03 | 0.03 | 0 | 0 | 0 | 0 | 0 | 0
4536 | 0.06 | 0.06 | 0.03 | 0.03 | 0 | 0 | 0 | 0 | 0 | 0
4537 | 0.04 | 0.04 | 0.02 | 0.02 | 0 | 0 | 0 | 0 | 0 | 0
4538 | 0.05 | 0.05 | 0.02 | 0.02 | 0 | 0 | 0 | 0 | 0 | 0
4539 | 0.05 | 0.05 | 0.02 | 0.02 | 0 | 0 | 0 | 0 | 0 | 0
4540 | 0.04 | 0.04 | 0.02 | 0.02 | 0 | 0 | 0 | 0 | 0 | 0
4541 | 0.08 | 0.08 | 0.04 | 0.04 | 0 | 0 | 0 | 0 | 0 | 0
4542 | 0.08 | 0.08 | 0.04 | 0.04 | 0 | 0 | 0 | 0 | 0 | 0
4543 | 0.06 | 0.06 | 0.03 | 0.03 | 0 | 0 | 0 | 0 | 0 | 0
4544 | 0.08 | 0.08 | 0.04 | 0.04 | 0 | 0 | 0.77 | 0.77 | 0 | 0
4545 | 0.08 | 0.08 | 0.04 | 0.04 | 0 | 0 | 0.31 | 0.31 | 0 | 0
4546 | 0.05 | 0.05 | 0.02 | 0.02 | 0 | 0 | 0.13 | 0.13 | 0 | 0
4547 | 0.26 | 0.26 | 0.13 | 0.13 | 0 | 0 | 0.05 | 0.05 | 0 | 0
4548 | 0.24 | 0.24 | 0.12 | 0.12 | 0 | 0 | 0.02 | 0.02 | 0 | 0
4549 | 0.15 | 0.15 | 0.07 | 0.07 | 0 | 0 | 0.01 | 0.01 | 0 | 0
4550 | 0.2 | 0.2 | 0.1 | 0.1 | 0 | 0 | 0.01 | 0.01 | 9.99 | 9.99
4551 | 0.23 | 0.23 | 0.11 | 0.11 | 0 | 0 | 0.01 | 0.01 | 0 | 0
4552 | 0.23 | 0.23 | 0.11 | 0.11 | 0 | 0 | 0 | 0 | 0 | 0
4553 | 0.12 | 0.12 | 0.06 | 0.06 | 0 | 0 | 0 | 0 | 0 | 0
4554 | 0.18 | 0.18 | 0.09 | 0.09 | 9.7158 | 9.7158 | 0 | 0 | 0 | 0
4555 | 0.13 | 0.13 | 0.06 | 0.06 | 0 | 0 | 0 | 0 | 0 | 0
4556 | 0.29 | 0.29 | 0.14 | 0.14 | 0 | 0 | 0 | 0 | 0 | 0
4557 | 0.32 | 0.32 | 0.15 | 0.15 | 0 | 0 | 0 | 0 | 0 | 0
4558 | 0.47 | 0.47 | 0.23 | 0.23 | 0 | 0 | 0 | 0 | 0 | 0
4559 | 0.28 | 0.28 | 0.13 | 0.13 | 1.3349 | 1.3349 | 0 | 0 | 0 | 0
4560 | 0.07 | 0.07 | 0.03 | 0.03 | 0 | 0 | 0 | 0 | 0 | 0
4561 | 0.06 | 0.06 | 0.03 | 0.03 | 0 | 0 | 0 | 0 | 0 | 0
4562 | 0.05 | 0.05 | 0.02 | 0.02 | 0 | 0 | 0.49 | 0.49 | 0 | 0
4563 | 0.04 | 0.04 | 0.02 | 0.02 | 0 | 0 | 0.2 | 0.2 | 0 | 0
4564 | 0.05 | 0.05 | 0.02 | 0.02 | 0 | 0 | 0.08 | 0.08 | 0 | 0
4565 | 0.09 | 0.09 | 0.04 | 0.04 | 0 | 0 | 0.04 | 0.04 | 0 | 0
4566 | 0.07 | 0.07 | 0.03 | 0.03 | 0 | 0 | 0.02 | 0.02 | 0 | 0
4567 | 0.06 | 0.06 | 0.03 | 0.03 | 0 | 0 | 0.01 | 0.01 | 0 | 0
4568 | 0.15 | 0.15 | 0.07 | 0.07 | 0 | 0 | 0.01 | 0.01 | 0 | 0
4569 | 0.09 | 0.09 | 0.04 | 0.04 | 0 | 0 | 0 | 0 | 0 | 0
4570 | 0.05 | 0.05 | 0.02 | 0.02 | 0 | 0 | 0 | 0 | 0 | 0
4571 | 0.06 | 0.06 | 0.03 | 0.03 | 0 | 0 | 0 | 0 | 0 | 0
4572 | 0.09 | 0.09 | 0.04 | 0.04 | 0 | 0 | 0 | 0 | 0 | 0
4573 | 0.12 | 0.12 | 0.06 | 0.06 | 0 | 0 | 0 | 0 | 0 | 0
4574 | 0.09 | 0.09 | 0.04 | 0.04 | 0 | 0 | 0 | 0 | 0 | 0
4575 | 0.18 | 0.18 | 0.09 | 0.09 | 0 | 0 | 0 | 0 | 9.96 | 9.96
4576 | 0.46 | 0.46 | 0.22 | 0.22 | 0 | 0 | 0 | 0 | 0 | 0
4577 | 0.32 | 0.32 | 0.16 | 0.16 | 0 | 0 | 0 | 0 | 0 | 0
4578 | 0.25 | 0.25 | 0.12 | 0.12 | 0 | 0 | 0 | 0 | 0 | 0
4579 | 0.29 | 0.29 | 0.14 | 0.14 | 0 | 0 | 0 | 0 | 0 | 0
4580 | 0.27 | 0.27 | 0.13 | 0.13 | 0 | 0 | 0 | 0 | 0 | 0
4581 | 0.46 | 0.46 | 0.22 | 0.22 | 0 | 0 | 0 | 0 | 0 | 0
4582 | 0.14 | 0.14 | 0.07 | 0.07 | 0 | 0 | 0 | 0 | 0 | 0
4583 | 0.06 | 0.06 | 0.03 | 0.03 | 0 | 0 | 0 | 0 | 0 | 0
4584 | 0.05 | 0.05 | 0.02 | 0.02 | 0 | 0 | 0 | 0 | 0 | 0
4585 | 0.04 | 0.04 | 0.02 | 0.02 | 0 | 0 | 0 | 0 | 0 | 0
4586 | 0.04 | 0.04 | 0.02 | 0.02 | 0 | 0 | 0 | 0 | 0 | 0
4587 | 0.04 | 0.04 | 0.02 | 0.02 | 0 | 0 | 0 | 0 | 0 | 0
4588 | 0.04 | 0.04 | 0.02 | 0.02 | 0 | 0 | 0 | 0 | 0 | 0
4589 | 0.09 | 0.09 | 0.05 | 0.05 | 0 | 0 | 0 | 0 | 0 | 0
4590 | 0.09 | 0.09 | 0.04 | 0.04 | 0 | 0 | 0 | 0 | 0 | 0
4591 | 0.05 | 0.05 | 0.03 | 0.03 | 0 | 0 | 0.91 | 0.91 | 0 | 0
4592 | 0.16 | 0.16 | 0.08 | 0.08 | 0 | 0 | 0.37 | 0.37 | 0 | 0
4593 | 0.29 | 0.29 | 0.14 | 0.14 | 0 | 0 | 0.15 | 0.15 | 0 | 0
4594 | 0.26 | 0.26 | 0.13 | 0.13 | 0 | 0 | 0.06 | 0.06 | 0 | 0
4595 | 0.16 | 0.16 | 0.08 | 0.08 | 0 | 0 | 0.03 | 0.03 | 0 | 0
4596 | 0.09 | 0.09 | 0.04 | 0.04 | 0 | 0 | 0.01 | 0.01 | 0 | 0
4597 | 0.32 | 0.32 | 0.16 | 0.16 | 0 | 0 | 0.01 | 0.01 | 0 | 0
4598 | 0.13 | 0.13 | 0.06 | 0.06 | 0 | 0 | 0.01 | 0.01 | 0 | 0
4599 | 0.23 | 0.23 | 0.11 | 0.11 | 0 | 0 | 0 | 0 | 0 | 0
4600 | 0.3 | 0.3 | 0.14 | 0.14 | 0 | 0 | 0 | 0 | 0 | 0
4601 | 0.43 | 0.43 | 0.21 | 0.21 | 0 | 0 | 0 | 0 | 0 | 0
4602 | 0.4 | 0.4 | 0.19 | 0.19 | 2.6471 | 2.6471 | 0 | 0 | 0 | 0
4603 | 0.2 | 0.2 | 0.1 | 0.1 | 0 | 0 | 0 | 0 | 0 | 0
4604 | 0.28 | 0.28 | 0.14 | 0.14 | 0 | 0 | 0 | 0 | 0 | 0
4605 | 0.73 | 0.73 | 0.35 | 0.35 | 0 | 0 | 0 | 0 | 0 | 0
4606 | 0.33 | 0.33 | 0.16 | 0.16 | 0 | 0 | 0 | 0 | 0 | 0
4607 | 0.09 | 0.09 | 0.05 | 0.05 | 0 | 0 | 0 | 0 | 0 | 0
4608 | 0.05 | 0.05 | 0.02 | 0.02 | 0 | 0 | 0 | 0 | 0 | 0
4609 | 0.05 | 0.05 | 0.02 | 0.02 | 0 | 0 | 0 | 0 | 0 | 0
4610 | 0.05 | 0.05 | 0.02 | 0.02 | 0 | 0 | 0 | 0 | 0 | 0
4611 | 0.04 | 0.04 | 0.02 | 0.02 | 0 | 0 | 0 | 0 | 0 | 0
4612 | 0.04 | 0.04 | 0.02 | 0.02 | 0 | 0 | 0 | 0 | 0 | 0
4613 | 0.1 | 0.1 | 0.05 | 0.05 | 0 | 0 | 0 | 0 | 0 | 0
4614 | 0.07 | 0.07 | 0.03 | 0.03 | 0 | 0 | 0 | 0 | 0 | 0
4615 | 0.07 | 0.07 | 0.04 | 0.04 | 0 | 0 | 0 | 0 | 0 | 0
4616 | 0.13 | 0.13 | 0.06 | 0.06 | 0 | 0 | 0 | 0 | 0 | 0
4617 | 0.09 | 0.09 | 0.04 | 0.04 | 0 | 0 | 0 | 0 | 0 | 0
4618 | 0.11 | 0.11 | 0.05 | 0.05 | 0 | 0 | 0 | 0 | 0 | 0
4619 | 0.17 | 0.17 | 0.08 | 0.08 | 0 | 0 | 0 | 0 | 0 | 0
4620 | 0.28 | 0.28 | 0.14 | 0.14 | 0 | 0 | 0 | 0 | 0 | 0
4621 | 0.18 | 0.18 | 0.09 | 0.09 | 0 | 0 | 0 | 0 | 0 | 0
4622 | 0.16 | 0.16 | 0.08 | 0.08 | 0 | 0 | 0 | 0 | 14.54 | 14.54
4623 | 0.22 | 0.22 | 0.11 | 0.11 | 0 | 0 | 0 | 0 | 0 | 0
4624 | 0.22 | 0.22 | 0.11 | 0.11 | 0 | 0 | 0 | 0 | 0 | 0
4625 | 0.32 | 0.32 | 0.15 | 0.15 | 0 | 0 | 0 | 0 | 0 | 0
4626 | 0.24 | 0.24 | 0.12 | 0.12 | 0 | 0 | 0 | 0 | 0 | 0
4627 | 0.22 | 0.22 | 0.1 | 0.1 | 0 | 0 | 0 | 0 | 0 | 0
4628 | 0.14 | 0.14 | 0.07 | 0.07 | 9.9 | 9.9 | 0 | 0 | 0 | 0
4629 | 0.26 | 0.26 | 0.13 | 0.13 | 0.9755 | 0.9755 | 0 | 0 | 0 | 0
4630 | 0.14 | 0.14 | 0.07 | 0.07 | 0 | 0 | 0 | 0 | 0 | 0
4631 | 0.08 | 0.08 | 0.04 | 0.04 | 0 | 0 | 0 | 0 | 0 | 0
4632 | 0.06 | 0.06 | 0.03 | 0.03 | 0 | 0 | 0 | 0 | 0 | 0
4633 | 0.05 | 0.05 | 0.02 | 0.02 | 0 | 0 | 0 | 0 | 0 | 0
4634 | 0.04 | 0.04 | 0.02 | 0.02 | 0 | 0 | 0 | 0 | 0 | 0
4635 | 0.06 | 0.06 | 0.03 | 0.03 | 0 | 0 | 0 | 0 | 0 | 0
4636 | 0.05 | 0.05 | 0.03 | 0.03 | 0 | 0 | 0 | 0 | 0 | 0
4637 | 0.06 | 0.06 | 0.03 | 0.03 | 0 | 0 | 0 | 0 | 0 | 0
4638 | 0.06 | 0.06 | 0.03 | 0.03 | 0 | 0 | 0 | 0 | 0 | 0
4639 | 0.1 | 0.1 | 0.05 | 0.05 | 0 | 0 | 0 | 0 | 0 | 0
4640 | 0.24 | 0.24 | 0.12 | 0.12 | 0 | 0 | 0 | 0 | 0 | 0
4641 | 0.4 | 0.4 | 0.19 | 0.19 | 0 | 0 | 0 | 0 | 0 | 0
4642 | 0.15 | 0.15 | 0.07 | 0.07 | 0 | 0 | 0 | 0 | 0 | 0
4643 | 0.14 | 0.14 | 0.07 | 0.07 | 0 | 0 | 0 | 0 | 0 | 0
4644 | 0.08 | 0.08 | 0.04 | 0.04 | 0 | 0 | 0 | 0 | 0 | 0
4645 | 0.1 | 0.1 | 0.05 | 0.05 | 0 | 0 | 0 | 0 | 0 | 0
4646 | 0.16 | 0.16 | 0.08 | 0.08 | 0 | 0 | 0 | 0 | 0 | 0
4647 | 0.16 | 0.16 | 0.08 | 0.08 | 0 | 0 | 0 | 0 | 0 | 0
4648 | 0.53 | 0.53 | 0.25 | 0.25 | 0 | 0 | 0 | 0 | 0 | 0
4649 | 0.36 | 0.36 | 0.17 | 0.17 | 0 | 0 | 0 | 0 | 0 | 0
4650 | 0.17 | 0.17 | 0.08 | 0.08 | 0 | 0 | 0 | 0 | 0 | 0
4651 | 0.11 | 0.11 | 0.06 | 0.06 | 0 | 0 | 0 | 0 | 0 | 0
4652 | 0.11 | 0.11 | 0.05 | 0.05 | 0 | 0 | 0 | 0 | 0 | 0
4653 | 0.12 | 0.12 | 0.06 | 0.06 | 0 | 0 | 0 | 0 | 0 | 0
4654 | 0.12 | 0.12 | 0.06 | 0.06 | 0 | 0 | 0 | 0 | 0 | 0
4655 | 0.09 | 0.09 | 0.04 | 0.04 | 0 | 0 | 0 | 0 | 0 | 0
4656 | 0.05 | 0.05 | 0.02 | 0.02 | 0 | 0 | 0 | 0 | 0 | 0
4657 | 0.04 | 0.04 | 0.02 | 0.02 | 0 | 0 | 0 | 0 | 0 | 0
4658 | 0.05 | 0.05 | 0.02 | 0.02 | 0 | 0 | 0 | 0 | 0 | 0
4659 | 0.05 | 0.05 | 0.02 | 0.02 | 0 | 0 | 0 | 0 | 0 | 0
4660 | 0.04 | 0.04 | 0.02 | 0.02 | 0 | 0 | 0 | 0 | 0 | 0
4661 | 0.04 | 0.04 | 0.02 | 0.02 | 0 | 0 | 0 | 0 | 0 | 0
4662 | 0.08 | 0.08 | 0.04 | 0.04 | 0 | 0 | 0 | 0 | 0 | 0
4663 | 0.27 | 0.27 | 0.13 | 0.13 | 0 | 0 | 0 | 0 | 0 | 0
4664 | 0.38 | 0.38 | 0.19 | 0.19 | 0 | 0 | 0 | 0 | 10.03 | 10.03
4665 | 0.45 | 0.45 | 0.22 | 0.22 | 0 | 0 | 0 | 0 | 0 | 0
4666 | 0.53 | 0.53 | 0.26 | 0.26 | 0 | 0 | 0 | 0 | 0 | 0
4667 | 0.24 | 0.24 | 0.11 | 0.11 | 0 | 0 | 0 | 0 | 0 | 0
4668 | 0.52 | 0.52 | 0.25 | 0.25 | 0 | 0 | 0 | 0 | 0 | 0
4669 | 0.34 | 0.34 | 0.16 | 0.16 | 0 | 0 | 0 | 0 | 0 | 0
4670 | 0.32 | 0.32 | 0.15 | 0.15 | 0 | 0 | 0 | 0 | 0 | 0
4671 | 0.19 | 0.19 | 0.09 | 0.09 | 0 | 0 | 0 | 0 | 0 | 0
4672 | 0.2 | 0.2 | 0.1 | 0.1 | 0 | 0 | 0 | 0 | 0 | 0
4673 | 0.49 | 0.49 | 0.24 | 0.24 | 0 | 0 | 0 | 0 | 0 | 0
4674 | 0.28 | 0.28 | 0.14 | 0.14 | 0 | 0 | 0.76 | 0.76 | 0 | 0
4675 | 0.14 | 0.14 | 0.07 | 0.07 | 0 | 0 | 0.31 | 0.31 | 0 | 0
4676 | 0.15 | 0.15 | 0.07 | 0.07 | 0 | 0 | 0.13 | 0.13 | 0 | 0
4677 | 0.14 | 0.14 | 0.07 | 0.07 | 0 | 0 | 0.05 | 0.05 | 0 | 0
4678 | 0.13 | 0.13 | 0.06 | 0.06 | 0 | 0 | 0.02 | 0.02 | 0 | 0
4679 | 0.11 | 0.11 | 0.05 | 0.05 | 0 | 0 | 0.01 | 0.01 | 0 | 0
4680 | 0.08 | 0.08 | 0.04 | 0.04 | 0 | 0 | 0.01 | 0.01 | 0 | 0
4681 | 0.06 | 0.06 | 0.03 | 0.03 | 0 | 0 | 0.01 | 0.01 | 0 | 0
4682 | 0.04 | 0.04 | 0.02 | 0.02 | 0 | 0 | 0 | 0 | 0 | 0
4683 | 0.04 | 0.04 | 0.02 | 0.02 | 0 | 0 | 0 | 0 | 12.52 | 12.52
4684 | 0.05 | 0.05 | 0.02 | 0.02 | 0 | 0 | 0 | 0 | 0 | 0
4685 | 0.05 | 0.05 | 0.02 | 0.02 | 0 | 0 | 0 | 0 | 0 | 0
4686 | 0.08 | 0.08 | 0.04 | 0.04 | 0 | 0 | 0 | 0 | 0 | 0
4687 | 0.36 | 0.36 | 0.17 | 0.17 | 0 | 0 | 0 | 0 | 0 | 0
4688 | 0.55 | 0.55 | 0.27 | 0.27 | 0 | 0 | 0 | 0 | 0 | 0
4689 | 0.64 | 0.64 | 0.31 | 0.31 | 0 | 0 | 0 | 0 | 0 | 0
4690 | 0.33 | 0.33 | 0.16 | 0.16 | 0 | 0 | 0 | 0 | 0 | 0
4691 | 0.27 | 0.27 | 0.13 | 0.13 | 0 | 0 | 0 | 0 | 0 | 0
4692 | 0.16 | 0.16 | 0.08 | 0.08 | 0 | 0 | 0 | 0 | 0 | 0
4693 | 0.25 | 0.25 | 0.12 | 0.12 | 0 | 0 | 0 | 0 | 0 | 0
4694 | 0.54 | 0.54 | 0.26 | 0.26 | 0 | 0 | 0 | 0 | 0 | 0
4695 | 0.2 | 0.2 | 0.1 | 0.1 | 0 | 0 | 0 | 0 | 0 | 0
4696 | 0.39 | 0.39 | 0.19 | 0.19 | 0 | 0 | 0 | 0 | 0 | 0
4697 | 0.22 | 0.22 | 0.11 | 0.11 | 0 | 0 | 0 | 0 | 0 | 0
4698 | 0.27 | 0.27 | 0.13 | 0.13 | 0 | 0 | 0 | 0 | 0 | 0
4699 | 0.33 | 0.33 | 0.16 | 0.16 | 0 | 0 | 0 | 0 | 0 | 0
4700 | 0.18 | 0.18 | 0.08 | 0.08 | 0 | 0 | 0 | 0 | 0 | 0
4701 | 0.14 | 0.14 | 0.07 | 0.07 | 0 | 0 | 0 | 0 | 0 | 0
4702 | 0.13 | 0.13 | 0.06 | 0.06 | 0 | 0 | 0 | 0 | 0 | 0
4703 | 0.09 | 0.09 | 0.04 | 0.04 | 0 | 0 | 0 | 0 | 0 | 0
4704 | 0.05 | 0.05 | 0.02 | 0.02 | 0 | 0 | 0 | 0 | 0 | 0
4705 | 0.04 | 0.04 | 0.02 | 0.02 | 0 | 0 | 0 | 0 | 0 | 0
4706 | 0.04 | 0.04 | 0.02 | 0.02 | 0 | 0 | 0 | 0 | 0 | 0
4707 | 0.04 | 0.04 | 0.02 | 0.02 | 0 | 0 | 0 | 0 | 0 | 0
4708 | 0.05 | 0.05 | 0.02 | 0.02 | 0 | 0 | 0 | 0 | 0 | 0
4709 | 0.04 | 0.04 | 0.02 | 0.02 | 0 | 0 | 0 | 0 | 0 | 0
4710 | 0.07 | 0.07 | 0.03 | 0.03 | 0 | 0 | 0 | 0 | 0 | 0
4711 | 0.06 | 0.06 | 0.03 | 0.03 | 0 | 0 | 0 | 0 | 0 | 0
4712 | 0.08 | 0.08 | 0.04 | 0.04 | 0 | 0 | 0 | 0 | 0 | 0
4713 | 0.16 | 0.16 | 0.08 | 0.08 | 0 | 0 | 0 | 0 | 0 | 0
4714 | 0.07 | 0.07 | 0.04 | 0.04 | 0 | 0 | 0 | 0 | 0 | 0
4715 | 0.07 | 0.07 | 0.03 | 0.03 | 0 | 0 | 0 | 0 | 0 | 0
4716 | 0.07 | 0.07 | 0.03 | 0.03 | 0 | 0 | 0 | 0 | 0 | 0
4717 | 0.07 | 0.07 | 0.03 | 0.03 | 0 | 0 | 0 | 0 | 0 | 0
4718 | 0.07 | 0.07 | 0.03 | 0.03 | 0 | 0 | 0 | 0 | 0 | 0
4719 | 0.19 | 0.19 | 0.09 | 0.09 | 0 | 0 | 0 | 0 | 0 | 0
4720 | 0.28 | 0.28 | 0.14 | 0.14 | 0 | 0 | 0 | 0 | 0 | 0
4721 | 0.26 | 0.26 | 0.13 | 0.13 | 0 | 0 | 0 | 0 | 0 | 0
4722 | 0.29 | 0.29 | 0.14 | 0.14 | 0 | 0 | 0 | 0 | 0 | 0
4723 | 0.18 | 0.18 | 0.09 | 0.09 | 0 | 0 | 0 | 0 | 0 | 0
4724 | 0.25 | 0.25 | 0.12 | 0.12 | 0 | 0 | 0 | 0 | 0 | 0
4725 | 0.26 | 0.26 | 0.12 | 0.12 | 0 | 0 | 0 | 0 | 0 | 0
4726 | 0.12 | 0.12 | 0.06 | 0.06 | 0 | 0 | 0 | 0 | 0 | 0
4727 | 0.06 | 0.06 | 0.03 | 0.03 | 0 | 0 | 0 | 0 | 0 | 0
4728 | 0.04 | 0.04 | 0.02 | 0.02 | 0 | 0 | 0 | 0 | 0 | 0
4729 | 0.05 | 0.05 | 0.02 | 0.02 | 0 | 0 | 0 | 0 | 0 | 0
4730 | 0.04 | 0.04 | 0.02 | 0.02 | 0 | 0 | 0 | 0 | 0 | 0
4731 | 0.04 | 0.04 | 0.02 | 0.02 | 0 | 0 | 0 | 0 | 0 | 0
4732 | 0.04 | 0.04 | 0.02 | 0.02 | 0 | 0 | 0.64 | 0.64 | 0 | 0
4733 | 0.07 | 0.07 | 0.03 | 0.03 | 0 | 0 | 0.26 | 0.26 | 0 | 0
4734 | 0.1 | 0.1 | 0.05 | 0.05 | 0 | 0 | 0.75 | 0.75 | 0 | 0
4735 | 0.07 | 0.07 | 0.04 | 0.04 | 0 | 0 | 0.3 | 0.3 | 13.85 | 13.85
4736 | 0.06 | 0.06 | 0.03 | 0.03 | 0 | 0 | 0.12 | 0.12 | 0 | 0
4737 | 0.06 | 0.06 | 0.03 | 0.03 | 0 | 0 | 0.64 | 0.64 | 0 | 0
4738 | 0.06 | 0.06 | 0.03 | 0.03 | 0 | 0 | 0.26 | 0.26 | 0 | 0
4739 | 0.08 | 0.08 | 0.04 | 0.04 | 0 | 0 | 0.11 | 0.11 | 0 | 0
4740 | 0.1 | 0.1 | 0.05 | 0.05 | 0 | 0 | 0.05 | 0.05 | 0 | 0
4741 | 0.08 | 0.08 | 0.04 | 0.04 | 0 | 0 | 0.02 | 0.02 | 0 | 0
4742 | 0.14 | 0.14 | 0.07 | 0.07 | 0 | 0 | 0.3 | 0.3 | 0 | 0
4743 | 0.19 | 0.19 | 0.09 | 0.09 | 0 | 0 | 0.12 | 0.12 | 0 | 0
4744 | 0.22 | 0.22 | 0.11 | 0.11 | 0 | 0 | 0.05 | 0.05 | 0 | 0
4745 | 0.24 | 0.24 | 0.11 | 0.11 | 0 | 0 | 0.02 | 0.02 | 0 | 0
4746 | 0.24 | 0.24 | 0.12 | 0.12 | 5.3398 | 5.3398 | 0.01 | 0.01 | 0 | 0
4747 | 0.22 | 0.22 | 0.11 | 0.11 | 0 | 0 | 0.14 | 0.14 | 0 | 0
4748 | 0.28 | 0.28 | 0.13 | 0.13 | 0 | 0 | 0.06 | 0.06 | 0 | 0
4749 | 0.93 | 0.93 | 0.45 | 0.45 | 0 | 0 | 0.03 | 0.03 | 0 | 0
4750 | 0.18 | 0.18 | 0.09 | 0.09 | 5.5226 | 5.5226 | 0.01 | 0.01 | 0 | 0
4751 | 0.08 | 0.08 | 0.04 | 0.04 | 0 | 0 | 0.01 | 0.01 | 0 | 0
4752 | 0.05 | 0.05 | 0.02 | 0.02 | 0 | 0 | 0.01 | 0.01 | 0 | 0
4753 | 0.07 | 0.07 | 0.03 | 0.03 | 0 | 0 | 0 | 0 | 0 | 0
4754 | 0.04 | 0.04 | 0.02 | 0.02 | 0 | 0 | 0 | 0 | 0 | 0
4755 | 0.04 | 0.04 | 0.02 | 0.02 | 0 | 0 | 0 | 0 | 0 | 0
4756 | 0.04 | 0.04 | 0.02 | 0.02 | 0 | 0 | 0 | 0 | 0 | 0
4757 | 0.13 | 0.13 | 0.06 | 0.06 | 0 | 0 | 0 | 0 | 0 | 0
4758 | 0.1 | 0.1 | 0.05 | 0.05 | 0 | 0 | 0.53 | 0.53 | 0 | 0
4759 | 0.11 | 0.11 | 0.05 | 0.05 | 0 | 0 | 0.21 | 0.21 | 0 | 0
4760 | 0.05 | 0.05 | 0.02 | 0.02 | 0 | 0 | 0.09 | 0.09 | 0 | 0
4761 | 0.09 | 0.09 | 0.05 | 0.05 | 0 | 0 | 0.59 | 0.59 | 0 | 0
4762 | 0.07 | 0.07 | 0.03 | 0.03 | 0 | 0 | 0.24 | 0.24 | 0 | 0
4763 | 0.09 | 0.09 | 0.04 | 0.04 | 0 | 0 | 0.1 | 0.1 | 0 | 0
4764 | 0.1 | 0.1 | 0.05 | 0.05 | 0 | 0 | 0.04 | 0.04 | 0 | 0
4765 | 0.13 | 0.13 | 0.06 | 0.06 | 0.5851 | 0.5851 | 0.02 | 0.02 | 0 | 0
4766 | 0.11 | 0.11 | 0.05 | 0.05 | 0 | 0 | 0.01 | 0.01 | 0 | 0
4767 | 0.09 | 0.09 | 0.04 | 0.04 | 0 | 0 | 0.01 | 0.01 | 0 | 0
4768 | 0.17 | 0.17 | 0.08 | 0.08 | 0 | 0 | 0 | 0 | 0 | 0
4769 | 0.26 | 0.26 | 0.13 | 0.13 | 0 | 0 | 0 | 0 | 0 | 0
4770 | 0.25 | 0.25 | 0.12 | 0.12 | 0 | 0 | 0 | 0 | 0 | 0
4771 | 0.2 | 0.2 | 0.1 | 0.1 | 0 | 0 | 0 | 0 | 0 | 0
4772 | 0.13 | 0.13 | 0.06 | 0.06 | 0 | 0 | 0 | 0 | 0 | 0
4773 | 0.13 | 0.13 | 0.06 | 0.06 | 0 | 0 | 0 | 0 | 0 | 0
4774 | 0.08 | 0.08 | 0.04 | 0.04 | 0 | 0 | 0 | 0 | 0 | 0
4775 | 0.06 | 0.06 | 0.03 | 0.03 | 0 | 0 | 0 | 0 | 0 | 0
4776 | 0.06 | 0.06 | 0.03 | 0.03 | 0 | 0 | 0 | 0 | 0 | 0
4777 | 0.05 | 0.05 | 0.03 | 0.03 | 0 | 0 | 0 | 0 | 0 | 0
4778 | 0.04 | 0.04 | 0.02 | 0.02 | 1.2117 | 1.2117 | 0 | 0 | 0 | 0
4779 | 0.05 | 0.05 | 0.02 | 0.02 | 0 | 0 | 0 | 0 | 0 | 0
4780 | 0.05 | 0.05 | 0.02 | 0.02 | 0 | 0 | 0 | 0 | 0 | 0
4781 | 0.05 | 0.05 | 0.02 | 0.02 | 0 | 0 | 0 | 0 | 0 | 0
4782 | 0.12 | 0.12 | 0.06 | 0.06 | 0 | 0 | 0 | 0 | 0 | 0
4783 | 0.39 | 0.39 | 0.19 | 0.19 | 0 | 0 | 0 | 0 | 0 | 0
4784 | 0.14 | 0.14 | 0.07 | 0.07 | 0 | 0 | 0 | 0 | 9.95 | 9.95
4785 | 0.23 | 0.23 | 0.11 | 0.11 | 0 | 0 | 0 | 0 | 0 | 0
4786 | 0.45 | 0.45 | 0.22 | 0.22 | 0 | 0 | 0 | 0 | 0 | 0
4787 | 0.35 | 0.35 | 0.17 | 0.17 | 0 | 0 | 0 | 0 | 0 | 0
4788 | 0.11 | 0.11 | 0.05 | 0.05 | 0 | 0 | 0 | 0 | 0 | 0
4789 | 0.12 | 0.12 | 0.06 | 0.06 | 0 | 0 | 0 | 0 | 0 | 0
4790 | 0.23 | 0.23 | 0.11 | 0.11 | 0 | 0 | 0 | 0 | 0 | 0
4791 | 0.47 | 0.47 | 0.23 | 0.23 | 0 | 0 | 0 | 0 | 0 | 0
4792 | 0.3 | 0.3 | 0.15 | 0.15 | 0 | 0 | 0 | 0 | 0 | 0
4793 | 0.27 | 0.27 | 0.13 | 0.13 | 0 | 0 | 0 | 0 | 0 | 0
4794 | 0.33 | 0.33 | 0.16 | 0.16 | 0 | 0 | 0 | 0 | 0 | 0
4795 | 0.3 | 0.3 | 0.15 | 0.15 | 0 | 0 | 0 | 0 | 0 | 0
4796 | 0.25 | 0.25 | 0.12 | 0.12 | 0 | 0 | 0 | 0 | 0 | 0
4797 | 0.1 | 0.1 | 0.05 | 0.05 | 0.8324 | 0.8324 | 0 | 0 | 0 | 0
4798 | 0.1 | 0.1 | 0.05 | 0.05 | 0 | 0 | 0 | 0 | 0 | 0
4799 | 0.06 | 0.06 | 0.03 | 0.03 | 0 | 0 | 0 | 0 | 0 | 0
4800 | 0.04 | 0.04 | 0.02 | 0.02 | 0 | 0 | 0 | 0 | 0 | 0
4801 | 0.04 | 0.04 | 0.02 | 0.02 | 0 | 0 | 0 | 0 | 0 | 0
4802 | 0.05 | 0.05 | 0.02 | 0.02 | 0 | 0 | 0 | 0 | 0 | 0
4803 | 0.04 | 0.04 | 0.02 | 0.02 | 0 | 0 | 0 | 0 | 0 | 0
4804 | 0.04 | 0.04 | 0.02 | 0.02 | 0 | 0 | 0 | 0 | 0 | 0
4805 | 0.07 | 0.07 | 0.03 | 0.03 | 0 | 0 | 0 | 0 | 0 | 0
4806 | 0.06 | 0.06 | 0.03 | 0.03 | 0 | 0 | 0 | 0 | 0 | 0
4807 | 0.15 | 0.15 | 0.07 | 0.07 | 0 | 0 | 0.69 | 0.69 | 0 | 0
4808 | 0.1 | 0.1 | 0.05 | 0.05 | 0 | 0 | 0.28 | 0.28 | 0 | 0
4809 | 0.11 | 0.11 | 0.05 | 0.05 | 0 | 0 | 0.11 | 0.11 | 0 | 0
4810 | 0.09 | 0.09 | 0.05 | 0.05 | 0 | 0 | 0.05 | 0.05 | 0 | 0
4811 | 0.15 | 0.15 | 0.07 | 0.07 | 0 | 0 | 0.02 | 0.02 | 0 | 0
4812 | 0.13 | 0.13 | 0.06 | 0.06 | 0 | 0 | 0.01 | 0.01 | 0 | 0
4813 | 0.08 | 0.08 | 0.04 | 0.04 | 0 | 0 | 0.01 | 0.01 | 0 | 0
4814 | 0.1 | 0.1 | 0.05 | 0.05 | 0 | 0 | 0.01 | 0.01 | 0 | 0
4815 | 0.37 | 0.37 | 0.18 | 0.18 | 0 | 0 | 0 | 0 | 0 | 0
4816 | 0.51 | 0.51 | 0.25 | 0.25 | 0 | 0 | 0 | 0 | 0 | 0
4817 | 0.17 | 0.17 | 0.08 | 0.08 | 0 | 0 | 0 | 0 | 0 | 0
4818 | 0.24 | 0.24 | 0.12 | 0.12 | 0 | 0 | 0 | 0 | 0 | 0
4819 | 0.22 | 0.22 | 0.11 | 0.11 | 0 | 0 | 0 | 0 | 0 | 0
4820 | 0.14 | 0.14 | 0.07 | 0.07 | 0 | 0 | 0 | 0 | 0 | 0
4821 | 0.54 | 0.54 | 0.26 | 0.26 | 0 | 0 | 0 | 0 | 0 | 0
4822 | 0.06 | 0.06 | 0.03 | 0.03 | 0 | 0 | 0.02 | 0.02 | 0 | 0
4823 | 0.04 | 0.04 | 0.02 | 0.02 | 0 | 0 | 0.01 | 0.01 | 0 | 0
4824 | 0.04 | 0.04 | 0.02 | 0.02 | 0 | 0 | 0.01 | 0.01 | 0 | 0
4825 | 0.05 | 0.05 | 0.02 | 0.02 | 0 | 0 | 0.6 | 0.6 | 0 | 0
4826 | 0.05 | 0.05 | 0.02 | 0.02 | 0 | 0 | 0.24 | 0.24 | 0 | 0
4827 | 0.04 | 0.04 | 0.02 | 0.02 | 0 | 0 | 0.1 | 0.1 | 0 | 0
4828 | 0.04 | 0.04 | 0.02 | 0.02 | 0 | 0 | 0.04 | 0.04 | 0 | 0
4829 | 0.04 | 0.04 | 0.02 | 0.02 | 0 | 0 | 0.02 | 0.02 | 0 | 0
4830 | 0.07 | 0.07 | 0.04 | 0.04 | 0 | 0 | 0.01 | 0.01 | 0 | 0
4831 | 0.08 | 0.08 | 0.04 | 0.04 | 0 | 0 | 0.01 | 0.01 | 0 | 0
4832 | 0.09 | 0.09 | 0.04 | 0.04 | 0 | 0 | 0 | 0 | 0 | 0
4833 | 0.28 | 0.28 | 0.14 | 0.14 | 0 | 0 | 0 | 0 | 0 | 0
4834 | 0.36 | 0.36 | 0.17 | 0.17 | 0 | 0 | 0 | 0 | 0 | 0
4835 | 0.38 | 0.38 | 0.18 | 0.18 | 0 | 0 | 0 | 0 | 0 | 0
4836 | 0.36 | 0.36 | 0.17 | 0.17 | 0 | 0 | 0 | 0 | 0 | 0
4837 | 0.31 | 0.31 | 0.15 | 0.15 | 0 | 0 | 0 | 0 | 0 | 0
4838 | 0.25 | 0.25 | 0.12 | 0.12 | 0 | 0 | 0 | 0 | 0 | 0
4839 | 0.31 | 0.31 | 0.15 | 0.15 | 0 | 0 | 0 | 0 | 0 | 0
4840 | 0.36 | 0.36 | 0.18 | 0.18 | 0 | 0 | 0 | 0 | 0 | 0
4841 | 0.41 | 0.41 | 0.2 | 0.2 | 0 | 0 | 0 | 0 | 0 | 0
4842 | 0.18 | 0.18 | 0.09 | 0.09 | 0 | 0 | 0 | 0 | 0 | 0
4843 | 0.54 | 0.54 | 0.26 | 0.26 | 0 | 0 | 0 | 0 | 9.7 | 9.7
4844 | 0.18 | 0.18 | 0.09 | 0.09 | 0 | 0 | 0 | 0 | 0 | 0
4845 | 0.12 | 0.12 | 0.06 | 0.06 | 0 | 0 | 0 | 0 | 0 | 0
4846 | 0.11 | 0.11 | 0.05 | 0.05 | 0 | 0 | 0 | 0 | 0 | 0
4847 | 0.05 | 0.05 | 0.03 | 0.03 | 0 | 0 | 0 | 0 | 0 | 0
4848 | 0.06 | 0.06 | 0.03 | 0.03 | 0 | 0 | 0 | 0 | 0 | 0
4849 | 0.05 | 0.05 | 0.02 | 0.02 | 0 | 0 | 0 | 0 | 0 | 0
4850 | 0.04 | 0.04 | 0.02 | 0.02 | 0 | 0 | 0 | 0 | 0 | 0
4851 | 0.05 | 0.05 | 0.02 | 0.02 | 0 | 0 | 0 | 0 | 0 | 0
4852 | 0.04 | 0.04 | 0.02 | 0.02 | 0 | 0 | 0 | 0 | 0 | 0
4853 | 0.04 | 0.04 | 0.02 | 0.02 | 0 | 0 | 0 | 0 | 0 | 0
4854 | 0.05 | 0.05 | 0.02 | 0.02 | 0 | 0 | 0 | 0 | 0 | 0
4855 | 0.33 | 0.33 | 0.16 | 0.16 | 0 | 0 | 0 | 0 | 9.62 | 9.62
4856 | 1.08 | 1.08 | 0.52 | 0.52 | 0 | 0 | 0 | 0 | 0 | 0
4857 | 0.79 | 0.79 | 0.38 | 0.38 | 0 | 0 | 0.48 | 0.48 | 0 | 0
4858 | 0.15 | 0.15 | 0.07 | 0.07 | 0 | 0 | 0.2 | 0.2 | 0 | 0
4859 | 0.3 | 0.3 | 0.14 | 0.14 | 0 | 0 | 0.08 | 0.08 | 0 | 0
4860 | 0.39 | 0.39 | 0.19 | 0.19 | 0 | 0 | 0.04 | 0.04 | 0 | 0
4861 | 0.41 | 0.41 | 0.2 | 0.2 | 0 | 0 | 0.02 | 0.02 | 0 | 0
4862 | 0.2 | 0.2 | 0.1 | 0.1 | 0 | 0 | 0.01 | 0.01 | 0 | 0
4863 | 0.27 | 0.27 | 0.13 | 0.13 | 0 | 0 | 0.01 | 0.01 | 0 | 0
4864 | 0.26 | 0.26 | 0.13 | 0.13 | 0 | 0 | 0 | 0 | 0 | 0
4865 | 0.28 | 0.28 | 0.14 | 0.14 | 0 | 0 | 0 | 0 | 0 | 0
4866 | 0.24 | 0.24 | 0.11 | 0.11 | 9.9 | 9.9 | 0 | 0 | 0 | 0
4867 | 0.18 | 0.18 | 0.09 | 0.09 | 0.3657 | 0.3657 | 0 | 0 | 0 | 0
4868 | 0.13 | 0.13 | 0.06 | 0.06 | 0 | 0 | 0 | 0 | 0 | 0
4869 | 0.13 | 0.13 | 0.06 | 0.06 | 0 | 0 | 0 | 0 | 0 | 0
4870 | 0.2 | 0.2 | 0.1 | 0.1 | 0 | 0 | 0 | 0 | 0 | 0
4871 | 0.15 | 0.15 | 0.07 | 0.07 | 0 | 0 | 0 | 0 | 0 | 0
4872 | 0.05 | 0.05 | 0.02 | 0.02 | 0 | 0 | 0 | 0 | 0 | 0
4873 | 0.05 | 0.05 | 0.02 | 0.02 | 0 | 0 | 0 | 0 | 0 | 0
4874 | 0.04 | 0.04 | 0.02 | 0.02 | 0 | 0 | 0 | 0 | 0 | 0
4875 | 0.04 | 0.04 | 0.02 | 0.02 | 0 | 0 | 0 | 0 | 0 | 0
4876 | 0.04 | 0.04 | 0.02 | 0.02 | 0 | 0 | 0 | 0 | 0 | 0
4877 | 0.07 | 0.07 | 0.03 | 0.03 | 0 | 0 | 0 | 0 | 0 | 0
4878 | 0.1 | 0.1 | 0.05 | 0.05 | 0 | 0 | 0 | 0 | 0 | 0
4879 | 0.09 | 0.09 | 0.04 | 0.04 | 0 | 0 | 0 | 0 | 0 | 0
4880 | 0.09 | 0.09 | 0.04 | 0.04 | 0 | 0 | 0.71 | 0.71 | 0 | 0
4881 | 0.1 | 0.1 | 0.05 | 0.05 | 0 | 0 | 0.29 | 0.29 | 0 | 0
4882 | 0.09 | 0.09 | 0.04 | 0.04 | 0 | 0 | 0.12 | 0.12 | 0 | 0
4883 | 0.08 | 0.08 | 0.04 | 0.04 | 0 | 0 | 0.05 | 0.05 | 0 | 0
4884 | 0.09 | 0.09 | 0.04 | 0.04 | 0 | 0 | 0.02 | 0.02 | 0 | 0
4885 | 0.1 | 0.1 | 0.05 | 0.05 | 0 | 0 | 0.01 | 0.01 | 0 | 0
4886 | 0.26 | 0.26 | 0.12 | 0.12 | 0 | 0 | 0.01 | 0.01 | 0 | 0
4887 | 0.23 | 0.23 | 0.11 | 0.11 | 0 | 0 | 0.01 | 0.01 | 0 | 0
4888 | 0.23 | 0.23 | 0.11 | 0.11 | 0 | 0 | 0 | 0 | 0 | 0
4889 | 0.26 | 0.26 | 0.13 | 0.13 | 0 | 0 | 0 | 0 | 0 | 0
4890 | 0.27 | 0.27 | 0.13 | 0.13 | 0 | 0 | 0 | 0 | 0 | 0
4891 | 0.25 | 0.25 | 0.12 | 0.12 | 0.6881 | 0.6881 | 0 | 0 | 0 | 0
4892 | 0.16 | 0.16 | 0.08 | 0.08 | 0 | 0 | 0 | 0 | 0 | 0
4893 | 0.13 | 0.13 | 0.07 | 0.07 | 0 | 0 | 0 | 0 | 0 | 0
4894 | 0.12 | 0.12 | 0.06 | 0.06 | 0 | 0 | 0 | 0 | 0 | 0
4895 | 0.09 | 0.09 | 0.04 | 0.04 | 0 | 0 | 0 | 0 | 0 | 0
4896 | 0.04 | 0.04 | 0.02 | 0.02 | 0 | 0 | 0 | 0 | 0 | 0
4897 | 0.04 | 0.04 | 0.02 | 0.02 | 0 | 0 | 0 | 0 | 0 | 0
4898 | 0.04 | 0.04 | 0.02 | 0.02 | 0 | 0 | 0 | 0 | 0 | 0
4899 | 0.04 | 0.04 | 0.02 | 0.02 | 0 | 0 | 0 | 0 | 0 | 0
4900 | 0.04 | 0.04 | 0.02 | 0.02 | 0 | 0 | 0 | 0 | 0 | 0
4901 | 0.04 | 0.04 | 0.02 | 0.02 | 0 | 0 | 0 | 0 | 0 | 0
4902 | 0.07 | 0.07 | 0.03 | 0.03 | 0 | 0 | 0 | 0 | 0 | 0
4903 | 0.05 | 0.05 | 0.02 | 0.02 | 0 | 0 | 0 | 0 | 12.39 | 12.39
4904 | 0.08 | 0.08 | 0.04 | 0.04 | 0 | 0 | 0 | 0 | 0 | 0
4905 | 0.14 | 0.14 | 0.07 | 0.07 | 0 | 0 | 0 | 0 | 0 | 0
4906 | 0.22 | 0.22 | 0.1 | 0.1 | 0 | 0 | 0 | 0 | 0 | 0
4907 | 0.17 | 0.17 | 0.08 | 0.08 | 0 | 0 | 0 | 0 | 0 | 0
4908 | 0.14 | 0.14 | 0.07 | 0.07 | 0 | 0 | 0 | 0 | 0 | 0
4909 | 0.1 | 0.1 | 0.05 | 0.05 | 0 | 0 | 0 | 0 | 0 | 0
4910 | 0.08 | 0.08 | 0.04 | 0.04 | 0 | 0 | 0 | 0 | 0 | 0
4911 | 0.08 | 0.08 | 0.04 | 0.04 | 0 | 0 | 0 | 0 | 0 | 0
4912 | 0.62 | 0.62 | 0.3 | 0.3 | 0 | 0 | 0 | 0 | 0 | 0
4913 | 0.29 | 0.29 | 0.14 | 0.14 | 0 | 0 | 0 | 0 | 0 | 0
4914 | 0.19 | 0.19 | 0.09 | 0.09 | 0 | 0 | 0 | 0 | 0 | 0
4915 | 0.16 | 0.16 | 0.08 | 0.08 | 0 | 0 | 0.27 | 0.27 | 0 | 0
4916 | 0.17 | 0.17 | 0.08 | 0.08 | 0 | 0 | 0.54 | 0.54 | 0 | 0
4917 | 0.31 | 0.31 | 0.15 | 0.15 | 0 | 0 | 0.22 | 0.22 | 0 | 0
4918 | 0.49 | 0.49 | 0.24 | 0.24 | 0 | 0 | 0.09 | 0.09 | 0 | 0
4919 | 0.08 | 0.08 | 0.04 | 0.04 | 0 | 0 | 0.58 | 0.58 | 0 | 0
4920 | 0.05 | 0.05 | 0.02 | 0.02 | 0 | 0 | 0.24 | 0.24 | 0 | 0
4921 | 0.04 | 0.04 | 0.02 | 0.02 | 0 | 0 | 0.1 | 0.1 | 0 | 0
4922 | 0.04 | 0.04 | 0.02 | 0.02 | 0 | 0 | 0.04 | 0.04 | 0 | 0
4923 | 0.04 | 0.04 | 0.02 | 0.02 | 0 | 0 | 0.02 | 0.02 | 0 | 0
4924 | 0.04 | 0.04 | 0.02 | 0.02 | 0 | 0 | 0.01 | 0.01 | 0 | 0
4925 | 0.07 | 0.07 | 0.03 | 0.03 | 0 | 0 | 0.01 | 0.01 | 0 | 0
4926 | 0.06 | 0.06 | 0.03 | 0.03 | 0 | 0 | 0 | 0 | 0 | 0
4927 | 0.07 | 0.07 | 0.03 | 0.03 | 0 | 0 | 0 | 0 | 0 | 0
4928 | 0.17 | 0.17 | 0.08 | 0.08 | 0 | 0 | 0 | 0 | 0 | 0
4929 | 0.09 | 0.09 | 0.04 | 0.04 | 0 | 0 | 0 | 0 | 0 | 0
4930 | 0.05 | 0.05 | 0.03 | 0.03 | 0 | 0 | 0 | 0 | 0 | 0
4931 | 0.11 | 0.11 | 0.05 | 0.05 | 0 | 0 | 0 | 0 | 0 | 0
4932 | 0.2 | 0.2 | 0.09 | 0.09 | 0 | 0 | 0 | 0 | 0 | 0
4933 | 0.1 | 0.1 | 0.05 | 0.05 | 2.6141 | 2.6141 | 0.26 | 0.26 | 0 | 0
4934 | 0.17 | 0.17 | 0.08 | 0.08 | 0 | 0 | 0.11 | 0.11 | 0 | 0
4935 | 0.07 | 0.07 | 0.03 | 0.03 | 0 | 0 | 0.05 | 0.05 | 0 | 0
4936 | 0.14 | 0.14 | 0.07 | 0.07 | 0 | 0 | 0.02 | 0.02 | 0 | 0
4937 | 0.21 | 0.21 | 0.1 | 0.1 | 0 | 0 | 0.01 | 0.01 | 0 | 0
4938 | 0.3 | 0.3 | 0.14 | 0.14 | 0 | 0 | 0.03 | 0.03 | 0 | 0
4939 | 0.18 | 0.18 | 0.09 | 0.09 | 0 | 0 | 0.02 | 0.02 | 0 | 0
4940 | 0.14 | 0.14 | 0.07 | 0.07 | 0 | 0 | 0.01 | 0.01 | 0 | 0
4941 | 0.28 | 0.28 | 0.14 | 0.14 | 0 | 0 | 0.01 | 0.01 | 0 | 0
4942 | 0.1 | 0.1 | 0.05 | 0.05 | 0 | 0 | 0 | 0 | 0 | 0
4943 | 0.09 | 0.09 | 0.04 | 0.04 | 0 | 0 | 0 | 0 | 0 | 0
4944 | 0.07 | 0.07 | 0.03 | 0.03 | 0 | 0 | 0 | 0 | 0 | 0
4945 | 0.04 | 0.04 | 0.02 | 0.02 | 0.6729 | 0.6729 | 0 | 0 | 0 | 0
4946 | 0.05 | 0.05 | 0.02 | 0.02 | 0 | 0 | 0 | 0 | 0 | 0
4947 | 0.05 | 0.05 | 0.02 | 0.02 | 0 | 0 | 0 | 0 | 0 | 0
4948 | 0.04 | 0.04 | 0.02 | 0.02 | 0 | 0 | 0 | 0 | 0 | 0
4949 | 0.06 | 0.06 | 0.03 | 0.03 | 0 | 0 | 0.56 | 0.56 | 0 | 0
4950 | 0.07 | 0.07 | 0.03 | 0.03 | 0 | 0 | 0.23 | 0.23 | 0 | 0
4951 | 0.07 | 0.07 | 0.03 | 0.03 | 0 | 0 | 0.09 | 0.09 | 0 | 0
4952 | 0.28 | 0.28 | 0.14 | 0.14 | 0 | 0 | 0.04 | 0.04 | 0 | 0
4953 | 0.35 | 0.35 | 0.17 | 0.17 | 0 | 0 | 0.02 | 0.02 | 0 | 0
4954 | 0.44 | 0.44 | 0.21 | 0.21 | 0 | 0 | 0.01 | 0.01 | 0 | 0
4955 | 0.24 | 0.24 | 0.12 | 0.12 | 0 | 0 | 0.01 | 0.01 | 0 | 0
4956 | 0.18 | 0.18 | 0.09 | 0.09 | 0 | 0 | 0 | 0 | 0 | 0
4957 | 0.19 | 0.19 | 0.09 | 0.09 | 0 | 0 | 0 | 0 | 0 | 0
4958 | 0.12 | 0.12 | 0.06 | 0.06 | 0 | 0 | 0 | 0 | 0 | 0
4959 | 0.17 | 0.17 | 0.08 | 0.08 | 0 | 0 | 0 | 0 | 0 | 0
4960 | 0.11 | 0.11 | 0.06 | 0.06 | 0 | 0 | 0 | 0 | 0 | 0
4961 | 0.29 | 0.29 | 0.14 | 0.14 | 0 | 0 | 0 | 0 | 0 | 0
4962 | 0.28 | 0.28 | 0.13 | 0.13 | 0 | 0 | 0 | 0 | 0 | 0
4963 | 0.25 | 0.25 | 0.12 | 0.12 | 2.4564 | 2.4564 | 0 | 0 | 0 | 0
4964 | 0.14 | 0.14 | 0.07 | 0.07 | 0 | 0 | 0 | 0 | 0 | 0
4965 | 0.33 | 0.33 | 0.16 | 0.16 | 0 | 0 | 0 | 0 | 0 | 0
4966 | 0.21 | 0.21 | 0.1 | 0.1 | 0 | 0 | 0 | 0 | 9.86 | 9.86
4967 | 0.11 | 0.11 | 0.05 | 0.05 | 0 | 0 | 0 | 0 | 0 | 0
4968 | 0.05 | 0.05 | 0.02 | 0.02 | 0 | 0 | 0 | 0 | 0 | 0
4969 | 0.05 | 0.05 | 0.02 | 0.02 | 0 | 0 | 0 | 0 | 0 | 0
4970 | 0.05 | 0.05 | 0.02 | 0.02 | 0 | 0 | 0 | 0 | 0 | 0
4971 | 0.04 | 0.04 | 0.02 | 0.02 | 0 | 0 | 0 | 0 | 0 | 0
4972 | 0.05 | 0.05 | 0.02 | 0.02 | 0 | 0 | 0 | 0 | 0 | 0
4973 | 0.08 | 0.08 | 0.04 | 0.04 | 0 | 0 | 0.67 | 0.67 | 0 | 0
4974 | 0.06 | 0.06 | 0.03 | 0.03 | 0 | 0 | 0.27 | 0.27 | 0 | 0
4975 | 0.17 | 0.17 | 0.08 | 0.08 | 0 | 0 | 0.11 | 0.11 | 0 | 0
4976 | 0.19 | 0.19 | 0.09 | 0.09 | 0 | 0 | 0.05 | 0.05 | 0 | 0
4977 | 0.07 | 0.07 | 0.03 | 0.03 | 0 | 0 | 0.02 | 0.02 | 0 | 0
4978 | 0.35 | 0.35 | 0.17 | 0.17 | 0 | 0 | 0.01 | 0.01 | 0 | 0
4979 | 0.11 | 0.11 | 0.05 | 0.05 | 0 | 0 | 0.01 | 0.01 | 0 | 0
4980 | 0.06 | 0.06 | 0.03 | 0.03 | 0 | 0 | 0.01 | 0.01 | 0 | 0
4981 | 0.06 | 0.06 | 0.03 | 0.03 | 1.5193 | 1.5193 | 0 | 0 | 0 | 0
4982 | 0.16 | 0.16 | 0.08 | 0.08 | 0 | 0 | 0 | 0 | 0 | 0
4983 | 0.32 | 0.32 | 0.16 | 0.16 | 0 | 0 | 0 | 0 | 0 | 0
4984 | 0.28 | 0.28 | 0.14 | 0.14 | 0 | 0 | 0 | 0 | 0 | 0
4985 | 0.2 | 0.2 | 0.1 | 0.1 | 0 | 0 | 0 | 0 | 0 | 0
4986 | 0.17 | 0.17 | 0.08 | 0.08 | 0 | 0 | 0 | 0 | 0 | 0
4987 | 0.16 | 0.16 | 0.08 | 0.08 | 0 | 0 | 0 | 0 | 0 | 0
4988 | 0.12 | 0.12 | 0.06 | 0.06 | 0 | 0 | 0 | 0 | 0 | 0
4989 | 0.19 | 0.19 | 0.09 | 0.09 | 0 | 0 | 0.6 | 0.6 | 0 | 0
4990 | 0.51 | 0.51 | 0.25 | 0.25 | 0 | 0 | 0.24 | 0.24 | 0 | 0
4991 | 0.19 | 0.19 | 0.09 | 0.09 | 4.3855 | 4.3855 | 0.1 | 0.1 | 0 | 0
4992 | 0.06 | 0.06 | 0.03 | 0.03 | 0 | 0 | 0.04 | 0.04 | 0 | 0
4993 | 0.04 | 0.04 | 0.02 | 0.02 | 0 | 0 | 0.02 | 0.02 | 0 | 0
4994 | 0.05 | 0.05 | 0.02 | 0.02 | 0 | 0 | 0.01 | 0.01 | 0 | 0
4995 | 0.06 | 0.06 | 0.03 | 0.03 | 0 | 0 | 0.76 | 0.76 | 0 | 0
4996 | 0.04 | 0.04 | 0.02 | 0.02 | 0 | 0 | 0.31 | 0.31 | 0 | 0
4997 | 0.05 | 0.05 | 0.02 | 0.02 | 0 | 0 | 0.13 | 0.13 | 0 | 0
4998 | 0.07 | 0.07 | 0.03 | 0.03 | 0 | 0 | 0.05 | 0.05 | 0 | 0
4999 | 0.06 | 0.06 | 0.03 | 0.03 | 0 | 0 | 0.02 | 0.02 | 0 | 0
5000 | 0.08 | 0.08 | 0.04 | 0.04 | 0 | 0 | 0.01 | 0.01 | 0 | 0
5001 | 0.25 | 0.25 | 0.12 | 0.12 | 0 | 0 | 0.01 | 0.01 | 0 | 0
5002 | 0.87 | 0.87 | 0.42 | 0.42 | 0 | 0 | 0.01 | 0.01 | 0 | 0
5003 | 0.17 | 0.17 | 0.08 | 0.08 | 0 | 0 | 0 | 0 | 0 | 0
5004 | 0.18 | 0.18 | 0.09 | 0.09 | 0 | 0 | 0 | 0 | 0 | 0
5005 | 0.31 | 0.31 | 0.15 | 0.15 | 0 | 0 | 0 | 0 | 9.78 | 9.78
5006 | 0.39 | 0.39 | 0.19 | 0.19 | 0 | 0 | 0 | 0 | 0 | 0
5007 | 0.38 | 0.38 | 0.18 | 0.18 | 0 | 0 | 0 | 0 | 0 | 0
5008 | 0.21 | 0.21 | 0.1 | 0.1 | 0 | 0 | 0 | 0 | 0 | 0
5009 | 0.24 | 0.24 | 0.12 | 0.12 | 0 | 0 | 0.07 | 0.07 | 0 | 0
5010 | 0.24 | 0.24 | 0.12 | 0.12 | 0 | 0 | 0.03 | 0.03 | 0 | 0
5011 | 0.26 | 0.26 | 0.13 | 0.13 | 1.7692 | 1.7692 | 0.29 | 0.29 | 0 | 0
5012 | 0.24 | 0.24 | 0.12 | 0.12 | 0 | 0 | 0.12 | 0.12 | 0 | 0
5013 | 0.26 | 0.26 | 0.13 | 0.13 | 0 | 0 | 0.57 | 0.57 | 0 | 0
5014 | 0.23 | 0.23 | 0.11 | 0.11 | 0 | 0 | 0.23 | 0.23 | 0 | 0
5015 | 0.1 | 0.1 | 0.05 | 0.05 | 0 | 0 | 0.1 | 0.1 | 0 | 0
5016 | 0.06 | 0.06 | 0.03 | 0.03 | 0 | 0 | 0.04 | 0.04 | 0 | 0
5017 | 0.04 | 0.04 | 0.02 | 0.02 | 0 | 0 | 0.02 | 0.02 | 0 | 0
5018 | 0.04 | 0.04 | 0.02 | 0.02 | 0 | 0 | 0.01 | 0.01 | 0 | 0
5019 | 0.04 | 0.04 | 0.02 | 0.02 | 0 | 0 | 0.01 | 0.01 | 0 | 0
5020 | 0.04 | 0.04 | 0.02 | 0.02 | 0 | 0 | 0 | 0 | 0 | 0
5021 | 0.04 | 0.04 | 0.02 | 0.02 | 0 | 0 | 0 | 0 | 0 | 0
5022 | 0.08 | 0.08 | 0.04 | 0.04 | 0 | 0 | 0 | 0 | 0 | 0
5023 | 0.04 | 0.04 | 0.02 | 0.02 | 0 | 0 | 0 | 0 | 0 | 0
5024 | 0.05 | 0.05 | 0.02 | 0.02 | 0 | 0 | 0 | 0 | 0 | 0
5025 | 0.1 | 0.1 | 0.05 | 0.05 | 0 | 0 | 0 | 0 | 0 | 0
5026 | 0.04 | 0.04 | 0.02 | 0.02 | 0 | 0 | 0 | 0 | 0 | 0
5027 | 0.13 | 0.13 | 0.06 | 0.06 | 0 | 0 | 0 | 0 | 0 | 0
5028 | 0.14 | 0.14 | 0.07 | 0.07 | 0 | 0 | 0 | 0 | 0 | 0
5029 | 0.13 | 0.13 | 0.07 | 0.07 | 0 | 0 | 0 | 0 | 0 | 0
5030 | 0.16 | 0.16 | 0.08 | 0.08 | 0 | 0 | 0 | 0 | 0 | 0
5031 | 0.16 | 0.16 | 0.08 | 0.08 | 0 | 0 | 0 | 0 | 0 | 0
5032 | 0.18 | 0.18 | 0.09 | 0.09 | 0 | 0 | 0 | 0 | 0 | 0
5033 | 0.29 | 0.29 | 0.14 | 0.14 | 0 | 0 | 0 | 0 | 0 | 0
5034 | 0.31 | 0.31 | 0.15 | 0.15 | 0 | 0 | 0 | 0 | 0 | 0
5035 | 0.21 | 0.21 | 0.1 | 0.1 | 0 | 0 | 0.29 | 0.29 | 0 | 0
5036 | 0.27 | 0.27 | 0.13 | 0.13 | 1.3145 | 1.3145 | 0.12 | 0.12 | 0 | 0
5037 | 0.19 | 0.19 | 0.09 | 0.09 | 0 | 0 | 0.4 | 0.4 | 0 | 0
5038 | 0.09 | 0.09 | 0.04 | 0.04 | 0 | 0 | 0.16 | 0.16 | 0 | 0
5039 | 0.05 | 0.05 | 0.02 | 0.02 | 0 | 0 | 0.07 | 0.07 | 0 | 0
5040 | 0.04 | 0.04 | 0.02 | 0.02 | 0 | 0 | 0.03 | 0.03 | 0 | 0
5041 | 0.04 | 0.04 | 0.02 | 0.02 | 0 | 0 | 0.02 | 0.02 | 0 | 0
5042 | 0.05 | 0.05 | 0.02 | 0.02 | 0 | 0 | 0.01 | 0.01 | 0 | 0
5043 | 0.05 | 0.05 | 0.02 | 0.02 | 0 | 0 | 0.01 | 0.01 | 0 | 0
5044 | 0.04 | 0.04 | 0.02 | 0.02 | 0 | 0 | 0 | 0 | 0 | 0
5045 | 0.06 | 0.06 | 0.03 | 0.03 | 0 | 0 | 0 | 0 | 0 | 0
5046 | 0.06 | 0.06 | 0.03 | 0.03 | 0 | 0 | 0 | 0 | 0 | 0
5047 | 0.12 | 0.12 | 0.06 | 0.06 | 0 | 0 | 0 | 0 | 0 | 0
5048 | 0.1 | 0.1 | 0.05 | 0.05 | 0 | 0 | 0.64 | 0.64 | 0 | 0
5049 | 0.05 | 0.05 | 0.02 | 0.02 | 0 | 0 | 0.26 | 0.26 | 11.03 | 11.03
5050 | 0.04 | 0.04 | 0.02 | 0.02 | 0 | 0 | 0.11 | 0.11 | 0 | 0
5051 | 0.05 | 0.05 | 0.02 | 0.02 | 0 | 0 | 0.05 | 0.05 | 0 | 0
5052 | 0.11 | 0.11 | 0.05 | 0.05 | 0 | 0 | 0.02 | 0.02 | 0 | 0
5053 | 0.08 | 0.08 | 0.04 | 0.04 | 0 | 0 | 0.34 | 0.34 | 0 | 0
5054 | 0.28 | 0.28 | 0.13 | 0.13 | 0 | 0 | 0.14 | 0.14 | 0 | 0
5055 | 0.19 | 0.19 | 0.09 | 0.09 | 0 | 0 | 0.06 | 0.06 | 0 | 0
5056 | 0.32 | 0.32 | 0.15 | 0.15 | 0 | 0 | 0.03 | 0.03 | 0 | 0
5057 | 0.35 | 0.35 | 0.17 | 0.17 | 0 | 0 | 0.01 | 0.01 | 0 | 0
5058 | 0.21 | 0.21 | 0.1 | 0.1 | 0 | 0 | 0.01 | 0.01 | 0 | 0
5059 | 0.15 | 0.15 | 0.07 | 0.07 | 0 | 0 | 0.01 | 0.01 | 0 | 0
5060 | 0.14 | 0.14 | 0.07 | 0.07 | 0 | 0 | 0 | 0 | 0 | 0
5061 | 0.22 | 0.22 | 0.1 | 0.1 | 0 | 0 | 0 | 0 | 0 | 0
5062 | 0.54 | 0.54 | 0.26 | 0.26 | 0 | 0 | 0 | 0 | 0 | 0
5063 | 0.12 | 0.12 | 0.06 | 0.06 | 0 | 0 | 0 | 0 | 0 | 0
5064 | 0.32 | 0.32 | 0.15 | 0.15 | 0 | 0 | 0 | 0 | 0 | 0
5065 | 0.22 | 0.22 | 0.1 | 0.1 | 0 | 0 | 0 | 0 | 0 | 0
5066 | 0.04 | 0.04 | 0.02 | 0.02 | 0 | 0 | 0 | 0 | 0 | 0
5067 | 0.04 | 0.04 | 0.02 | 0.02 | 0 | 0 | 0.62 | 0.62 | 0 | 0
5068 | 0.05 | 0.05 | 0.02 | 0.02 | 0 | 0 | 0.25 | 0.25 | 0 | 0
5069 | 0.07 | 0.07 | 0.03 | 0.03 | 0 | 0 | 0.77 | 0.77 | 0 | 0
5070 | 0.05 | 0.05 | 0.02 | 0.02 | 0 | 0 | 0.31 | 0.31 | 0 | 0
5071 | 0.08 | 0.08 | 0.04 | 0.04 | 0 | 0 | 0.13 | 0.13 | 0 | 0
5072 | 0.36 | 0.36 | 0.18 | 0.18 | 0 | 0 | 0.05 | 0.05 | 0 | 0
5073 | 0.25 | 0.25 | 0.12 | 0.12 | 0 | 0 | 0.02 | 0.02 | 0 | 0
5074 | 0.07 | 0.07 | 0.04 | 0.04 | 0 | 0 | 0.01 | 0.01 | 0 | 0
5075 | 0.08 | 0.08 | 0.04 | 0.04 | 0 | 0 | 0.01 | 0.01 | 0 | 0
5076 | 0.05 | 0.05 | 0.02 | 0.02 | 0 | 0 | 0.12 | 0.12 | 11.6 | 11.6
5077 | 0.06 | 0.06 | 0.03 | 0.03 | 0 | 0 | 0.05 | 0.05 | 0 | 0
5078 | 0.16 | 0.16 | 0.08 | 0.08 | 0 | 0 | 0.02 | 0.02 | 0 | 0
5079 | 0.21 | 0.21 | 0.1 | 0.1 | 0 | 0 | 0.01 | 0.01 | 0 | 0
5080 | 0.15 | 0.15 | 0.07 | 0.07 | 0 | 0 | 0.01 | 0.01 | 0 | 0
5081 | 0.26 | 0.26 | 0.13 | 0.13 | 0 | 0 | 0.01 | 0.01 | 0 | 0
5082 | 0.32 | 0.32 | 0.16 | 0.16 | 0 | 0 | 0 | 0 | 0 | 0
5083 | 0.13 | 0.13 | 0.06 | 0.06 | 2.7059 | 2.7059 | 0 | 0 | 0 | 0
5084 | 0.15 | 0.15 | 0.07 | 0.07 | 0 | 0 | 0 | 0 | 0 | 0
5085 | 0.15 | 0.15 | 0.07 | 0.07 | 0 | 0 | 0 | 0 | 0 | 0
5086 | 0.15 | 0.15 | 0.07 | 0.07 | 0 | 0 | 0 | 0 | 0 | 0
5087 | 0.08 | 0.08 | 0.04 | 0.04 | 0 | 0 | 0 | 0 | 0 | 0
5088 | 0.04 | 0.04 | 0.02 | 0.02 | 0 | 0 | 0 | 0 | 0 | 0
5089 | 0.04 | 0.04 | 0.02 | 0.02 | 0 | 0 | 0 | 0 | 0 | 0
5090 | 0.04 | 0.04 | 0.02 | 0.02 | 0 | 0 | 0 | 0 | 0 | 0
5091 | 0.05 | 0.05 | 0.02 | 0.02 | 0 | 0 | 0 | 0 | 0 | 0
5092 | 0.04 | 0.04 | 0.02 | 0.02 | 0 | 0 | 0 | 0 | 0 | 0
5093 | 0.04 | 0.04 | 0.02 | 0.02 | 0 | 0 | 0 | 0 | 0 | 0
5094 | 0.08 | 0.08 | 0.04 | 0.04 | 0 | 0 | 0 | 0 | 0 | 0
5095 | 0.3 | 0.3 | 0.14 | 0.14 | 0 | 0 | 0 | 0 | 0 | 0
5096 | 0.22 | 0.22 | 0.11 | 0.11 | 0 | 0 | 0 | 0 | 0 | 0
5097 | 0.12 | 0.12 | 0.06 | 0.06 | 0 | 0 | 0 | 0 | 0 | 0
5098 | 0.32 | 0.32 | 0.15 | 0.15 | 0 | 0 | 0 | 0 | 0 | 0
5099 | 0.32 | 0.32 | 0.15 | 0.15 | 0 | 0 | 0 | 0 | 0 | 0
5100 | 0.2 | 0.2 | 0.1 | 0.1 | 0 | 0 | 0 | 0 | 0 | 0
5101 | 0.13 | 0.13 | 0.06 | 0.06 | 0 | 0 | 0 | 0 | 0 | 0
5102 | 0.12 | 0.12 | 0.06 | 0.06 | 0 | 0 | 0 | 0 | 0 | 0
5103 | 0.37 | 0.37 | 0.18 | 0.18 | 0 | 0 | 0.56 | 0.56 | 0 | 0
5104 | 0.63 | 0.63 | 0.31 | 0.31 | 0 | 0 | 0.23 | 0.23 | 0 | 0
5105 | 0.33 | 0.33 | 0.16 | 0.16 | 0 | 0 | 0.09 | 0.09 | 0 | 0
5106 | 0.4 | 0.4 | 0.2 | 0.2 | 0 | 0 | 0.04 | 0.04 | 0 | 0
5107 | 0.3 | 0.3 | 0.14 | 0.14 | 0 | 0 | 0.02 | 0.02 | 0 | 0
5108 | 0.22 | 0.22 | 0.11 | 0.11 | 3.7887 | 3.7887 | 0.31 | 0.31 | 0 | 0
5109 | 0.16 | 0.16 | 0.08 | 0.08 | 0 | 0 | 0.13 | 0.13 | 0 | 0
5110 | 0.12 | 0.12 | 0.06 | 0.06 | 0 | 0 | 0.6 | 0.6 | 0 | 0
5111 | 0.07 | 0.07 | 0.03 | 0.03 | 0 | 0 | 0.24 | 0.24 | 0 | 0
5112 | 0.05 | 0.05 | 0.02 | 0.02 | 0 | 0 | 0.77 | 0.77 | 0 | 0
5113 | 0.04 | 0.04 | 0.02 | 0.02 | 0 | 0 | 0.31 | 0.31 | 0 | 0
5114 | 0.04 | 0.04 | 0.02 | 0.02 | 0 | 0 | 0.13 | 0.13 | 0 | 0
5115 | 0.04 | 0.04 | 0.02 | 0.02 | 0 | 0 | 0.79 | 0.79 | 0 | 0
5116 | 0.05 | 0.05 | 0.02 | 0.02 | 0 | 0 | 0.32 | 0.32 | 0 | 0
5117 | 0.1 | 0.1 | 0.05 | 0.05 | 0 | 0 | 0.13 | 0.13 | 0 | 0
5118 | 0.04 | 0.04 | 0.02 | 0.02 | 0 | 0 | 0.06 | 0.06 | 0 | 0
5119 | 0.05 | 0.05 | 0.02 | 0.02 | 0 | 0 | 0.03 | 0.03 | 0 | 0
5120 | 0.09 | 0.09 | 0.04 | 0.04 | 0 | 0 | 0.01 | 0.01 | 0 | 0
5121 | 0.05 | 0.05 | 0.02 | 0.02 | 0 | 0 | 0.01 | 0.01 | 0 | 0
5122 | 0.05 | 0.05 | 0.02 | 0.02 | 0 | 0 | 0.01 | 0.01 | 0 | 0
5123 | 0.1 | 0.1 | 0.05 | 0.05 | 0 | 0 | 0 | 0 | 0 | 0
5124 | 0.14 | 0.14 | 0.07 | 0.07 | 0 | 0 | 0 | 0 | 0 | 0
5125 | 0.12 | 0.12 | 0.06 | 0.06 | 0 | 0 | 0 | 0 | 0 | 0
5126 | 0.29 | 0.29 | 0.14 | 0.14 | 0 | 0 | 0 | 0 | 0 | 0
5127 | 0.43 | 0.43 | 0.21 | 0.21 | 0.9338 | 0.9338 | 0 | 0 | 9.76 | 9.76
5128 | 0.29 | 0.29 | 0.14 | 0.14 | 0 | 0 | 0 | 0 | 0 | 0
5129 | 0.32 | 0.32 | 0.15 | 0.15 | 0 | 0 | 0 | 0 | 0 | 0
5130 | 0.19 | 0.19 | 0.09 | 0.09 | 0 | 0 | 0 | 0 | 0 | 0
5131 | 0.17 | 0.17 | 0.08 | 0.08 | 0 | 0 | 0.39 | 0.39 | 0 | 0
5132 | 0.17 | 0.17 | 0.08 | 0.08 | 0 | 0 | 0.16 | 0.16 | 0 | 0
5133 | 0.42 | 0.42 | 0.2 | 0.2 | 0 | 0 | 0.07 | 0.07 | 0 | 0
5134 | 0.28 | 0.28 | 0.13 | 0.13 | 2.0966 | 2.0966 | 0.03 | 0.03 | 0 | 0
5135 | 0.1 | 0.1 | 0.05 | 0.05 | 0 | 0 | 0.73 | 0.73 | 0 | 0
5136 | 0.04 | 0.04 | 0.02 | 0.02 | 0 | 0 | 0.29 | 0.29 | 0 | 0
5137 | 0.05 | 0.05 | 0.02 | 0.02 | 0 | 0 | 0.12 | 0.12 | 0 | 0
5138 | 0.08 | 0.08 | 0.04 | 0.04 | 0 | 0 | 0.05 | 0.05 | 0 | 0
5139 | 0.05 | 0.05 | 0.02 | 0.02 | 0 | 0 | 0.02 | 0.02 | 0 | 0
5140 | 0.04 | 0.04 | 0.02 | 0.02 | 0 | 0 | 0.01 | 0.01 | 0 | 0
5141 | 0.09 | 0.09 | 0.05 | 0.05 | 0 | 0 | 0.01 | 0.01 | 0 | 0
5142 | 0.14 | 0.14 | 0.07 | 0.07 | 0 | 0 | 0.93 | 0.93 | 0 | 0
5143 | 0.08 | 0.08 | 0.04 | 0.04 | 0 | 0 | 0.37 | 0.37 | 0 | 0
5144 | 0.19 | 0.19 | 0.09 | 0.09 | 0 | 0 | 0.15 | 0.15 | 0 | 0
5145 | 0.13 | 0.13 | 0.06 | 0.06 | 0 | 0 | 0.06 | 0.06 | 11.92 | 11.92
5146 | 0.12 | 0.12 | 0.06 | 0.06 | 0 | 0 | 0.03 | 0.03 | 0 | 0
5147 | 0.1 | 0.1 | 0.05 | 0.05 | 0 | 0 | 0.01 | 0.01 | 0 | 0
5148 | 0.1 | 0.1 | 0.05 | 0.05 | 0 | 0 | 0.01 | 0.01 | 0 | 0
5149 | 0.11 | 0.11 | 0.06 | 0.06 | 0 | 0 | 0.01 | 0.01 | 0 | 0
5150 | 0.19 | 0.19 | 0.09 | 0.09 | 0 | 0 | 0 | 0 | 0 | 0
5151 | 0.19 | 0.19 | 0.09 | 0.09 | 0 | 0 | 0 | 0 | 0 | 0
5152 | 0.39 | 0.39 | 0.19 | 0.19 | 0 | 0 | 0.21 | 0.21 | 0 | 0
5153 | 0.26 | 0.26 | 0.13 | 0.13 | 0 | 0 | 0.09 | 0.09 | 0 | 0
5154 | 0.17 | 0.17 | 0.08 | 0.08 | 0 | 0 | 0.34 | 0.34 | 0 | 0
5155 | 0.15 | 0.15 | 0.07 | 0.07 | 0 | 0 | 0.14 | 0.14 | 9.86 | 9.86
5156 | 0.11 | 0.11 | 0.05 | 0.05 | 0 | 0 | 0.06 | 0.06 | 0 | 0
5157 | 0.12 | 0.12 | 0.06 | 0.06 | 0 | 0 | 0.03 | 0.03 | 0 | 0
5158 | 0.28 | 0.28 | 0.14 | 0.14 | 0 | 0 | 0.01 | 0.01 | 0 | 0
5159 | 0.31 | 0.31 | 0.15 | 0.15 | 0 | 0 | 0.69 | 0.69 | 0 | 0
5160 | 0.06 | 0.06 | 0.03 | 0.03 | 0 | 0 | 0.28 | 0.28 | 0 | 0
5161 | 0.04 | 0.04 | 0.02 | 0.02 | 0 | 0 | 0.11 | 0.11 | 0 | 0
5162 | 0.04 | 0.04 | 0.02 | 0.02 | 0 | 0 | 0.05 | 0.05 | 0 | 0
5163 | 0.05 | 0.05 | 0.03 | 0.03 | 0 | 0 | 0.02 | 0.02 | 0 | 0
5164 | 0.04 | 0.04 | 0.02 | 0.02 | 0 | 0 | 0.01 | 0.01 | 0 | 0
5165 | 0.05 | 0.05 | 0.02 | 0.02 | 0 | 0 | 0.75 | 0.75 | 0 | 0
5166 | 0.08 | 0.08 | 0.04 | 0.04 | 0 | 0 | 0.3 | 0.3 | 0 | 0
5167 | 0.05 | 0.05 | 0.03 | 0.03 | 0 | 0 | 0.12 | 0.12 | 0 | 0
5168 | 0.06 | 0.06 | 0.03 | 0.03 | 0 | 0 | 0.05 | 0.05 | 0 | 0
5169 | 0.12 | 0.12 | 0.06 | 0.06 | 0 | 0 | 0.02 | 0.02 | 0 | 0
5170 | 0.13 | 0.13 | 0.06 | 0.06 | 0 | 0 | 0.01 | 0.01 | 0 | 0
5171 | 0.13 | 0.13 | 0.06 | 0.06 | 0 | 0 | 0.38 | 0.38 | 0 | 0
5172 | 0.08 | 0.08 | 0.04 | 0.04 | 0 | 0 | 0.15 | 0.15 | 0 | 0
5173 | 0.14 | 0.14 | 0.07 | 0.07 | 0 | 0 | 0.26 | 0.26 | 0 | 0
5174 | 0.2 | 0.2 | 0.1 | 0.1 | 0 | 0 | 0.11 | 0.11 | 0 | 0
5175 | 0.36 | 0.36 | 0.18 | 0.18 | 0 | 0 | 0.05 | 0.05 | 0 | 0
5176 | 0.22 | 0.22 | 0.1 | 0.1 | 0 | 0 | 0.02 | 0.02 | 0 | 0
5177 | 0.28 | 0.28 | 0.14 | 0.14 | 0 | 0 | 0.01 | 0.01 | 0 | 0
5178 | 0.16 | 0.16 | 0.08 | 0.08 | 0.5045 | 0.5045 | 0.01 | 0.01 | 0 | 0
5179 | 0.12 | 0.12 | 0.06 | 0.06 | 0 | 0 | 0.01 | 0.01 | 0 | 0
5180 | 0.12 | 0.12 | 0.06 | 0.06 | 0 | 0 | 0 | 0 | 0 | 0
5181 | 0.31 | 0.31 | 0.15 | 0.15 | 0 | 0 | 0 | 0 | 0 | 0
5182 | 0.24 | 0.24 | 0.12 | 0.12 | 0 | 0 | 0 | 0 | 0 | 0
5183 | 0.14 | 0.14 | 0.07 | 0.07 | 0 | 0 | 0 | 0 | 0 | 0
5184 | 0.07 | 0.07 | 0.03 | 0.03 | 0 | 0 | 0 | 0 | 0 | 0
5185 | 0.06 | 0.06 | 0.03 | 0.03 | 0 | 0 | 0 | 0 | 11.47 | 11.47
5186 | 0.05 | 0.05 | 0.02 | 0.02 | 0 | 0 | 0 | 0 | 0 | 0
5187 | 0.05 | 0.05 | 0.02 | 0.02 | 0 | 0 | 0 | 0 | 0 | 0
5188 | 0.04 | 0.04 | 0.02 | 0.02 | 0 | 0 | 0 | 0 | 0 | 0
5189 | 0.05 | 0.05 | 0.02 | 0.02 | 0 | 0 | 0 | 0 | 0 | 0
5190 | 0.07 | 0.07 | 0.04 | 0.04 | 0 | 0 | 0 | 0 | 0 | 0
5191 | 0.35 | 0.35 | 0.17 | 0.17 | 0 | 0 | 0 | 0 | 0 | 0
5192 | 0.66 | 0.66 | 0.32 | 0.32 | 0 | 0 | 0 | 0 | 0 | 0
5193 | 0.52 | 0.52 | 0.25 | 0.25 | 0 | 0 | 0.56 | 0.56 | 0 | 0
5194 | 0.24 | 0.24 | 0.12 | 0.12 | 0 | 0 | 0.23 | 0.23 | 0 | 0
5195 | 0.52 | 0.52 | 0.25 | 0.25 | 0 | 0 | 0.09 | 0.09 | 0 | 0
5196 | 0.35 | 0.35 | 0.17 | 0.17 | 0 | 0 | 0.04 | 0.04 | 0 | 0
5197 | 0.33 | 0.33 | 0.16 | 0.16 | 0 | 0 | 0.02 | 0.02 | 0 | 0
5198 | 0.22 | 0.22 | 0.11 | 0.11 | 0 | 0 | 0.01 | 0.01 | 0 | 0
5199 | 0.2 | 0.2 | 0.1 | 0.1 | 0 | 0 | 0.01 | 0.01 | 0 | 0
5200 | 0.21 | 0.21 | 0.1 | 0.1 | 0 | 0 | 0 | 0 | 0 | 0
5201 | 0.31 | 0.31 | 0.15 | 0.15 | 0 | 0 | 0 | 0 | 0 | 0
5202 | 0.21 | 0.21 | 0.1 | 0.1 | 0 | 0 | 0 | 0 | 0 | 0
5203 | 0.24 | 0.24 | 0.11 | 0.11 | 0 | 0 | 0 | 0 | 0 | 0
5204 | 0.14 | 0.14 | 0.07 | 0.07 | 0 | 0 | 0 | 0 | 0 | 0
5205 | 0.14 | 0.14 | 0.07 | 0.07 | 0 | 0 | 0 | 0 | 0 | 0
5206 | 0.12 | 0.12 | 0.06 | 0.06 | 0 | 0 | 0 | 0 | 0 | 0
5207 | 0.07 | 0.07 | 0.03 | 0.03 | 0 | 0 | 0 | 0 | 0 | 0
5208 | 0.06 | 0.06 | 0.03 | 0.03 | 0 | 0 | 0 | 0 | 0 | 0
5209 | 0.05 | 0.05 | 0.02 | 0.02 | 0 | 0 | 0 | 0 | 0 | 0
5210 | 0.04 | 0.04 | 0.02 | 0.02 | 0 | 0 | 0 | 0 | 0 | 0
5211 | 0.05 | 0.05 | 0.02 | 0.02 | 0 | 0 | 0 | 0 | 0 | 0
5212 | 0.04 | 0.04 | 0.02 | 0.02 | 0 | 0 | 0 | 0 | 0 | 0
5213 | 0.05 | 0.05 | 0.02 | 0.02 | 0 | 0 | 0 | 0 | 0 | 0
5214 | 0.07 | 0.07 | 0.04 | 0.04 | 0 | 0 | 0 | 0 | 0 | 0
5215 | 0.07 | 0.07 | 0.03 | 0.03 | 0 | 0 | 0 | 0 | 0 | 0
5216 | 0.29 | 0.29 | 0.14 | 0.14 | 0 | 0 | 0 | 0 | 0 | 0
5217 | 0.18 | 0.18 | 0.09 | 0.09 | 0 | 0 | 0 | 0 | 0 | 0
5218 | 0.07 | 0.07 | 0.03 | 0.03 | 0 | 0 | 0 | 0 | 0 | 0
5219 | 0.05 | 0.05 | 0.02 | 0.02 | 0 | 0 | 0 | 0 | 0 | 0
5220 | 0.07 | 0.07 | 0.04 | 0.04 | 0 | 0 | 0 | 0 | 0 | 0
5221 | 0.5 | 0.5 | 0.24 | 0.24 | 0 | 0 | 0.92 | 0.92 | 0 | 0
5222 | 0.18 | 0.18 | 0.09 | 0.09 | 0 | 0 | 0.37 | 0.37 | 0 | 0
5223 | 0.17 | 0.17 | 0.08 | 0.08 | 0 | 0 | 0.15 | 0.15 | 0 | 0
5224 | 0.16 | 0.16 | 0.08 | 0.08 | 0 | 0 | 1 | 1 | 0 | 0
5225 | 0.18 | 0.18 | 0.09 | 0.09 | 0 | 0 | 0.4 | 0.4 | 0 | 0
5226 | 0.61 | 0.61 | 0.3 | 0.3 | 0 | 0 | 0.16 | 0.16 | 0 | 0
5227 | 0.23 | 0.23 | 0.11 | 0.11 | 0 | 0 | 0.07 | 0.07 | 0 | 0
5228 | 0.18 | 0.18 | 0.09 | 0.09 | 0 | 0 | 0.03 | 0.03 | 0 | 0
5229 | 0.64 | 0.64 | 0.31 | 0.31 | 0 | 0 | 0.02 | 0.02 | 0 | 0
5230 | 0.17 | 0.17 | 0.08 | 0.08 | 0 | 0 | 0.01 | 0.01 | 0 | 0
5231 | 0.07 | 0.07 | 0.03 | 0.03 | 0 | 0 | 0.01 | 0.01 | 0 | 0
5232 | 0.04 | 0.04 | 0.02 | 0.02 | 0 | 0 | 0 | 0 | 0 | 0
5233 | 0.05 | 0.05 | 0.02 | 0.02 | 0 | 0 | 0 | 0 | 0 | 0
5234 | 0.05 | 0.05 | 0.02 | 0.02 | 0 | 0 | 0 | 0 | 0 | 0
5235 | 0.04 | 0.04 | 0.02 | 0.02 | 0 | 0 | 0 | 0 | 0 | 0
5236 | 0.04 | 0.04 | 0.02 | 0.02 | 0 | 0 | 0 | 0 | 0 | 0
5237 | 0.04 | 0.04 | 0.02 | 0.02 | 0 | 0 | 0 | 0 | 0 | 0
5238 | 0.08 | 0.08 | 0.04 | 0.04 | 0 | 0 | 0.97 | 0.97 | 0 | 0
5239 | 0.15 | 0.15 | 0.07 | 0.07 | 0 | 0 | 0.39 | 0.39 | 0 | 0
5240 | 0.11 | 0.11 | 0.06 | 0.06 | 0 | 0 | 0.16 | 0.16 | 0 | 0
5241 | 0.14 | 0.14 | 0.07 | 0.07 | 0 | 0 | 0.07 | 0.07 | 9.76 | 9.76
5242 | 0.12 | 0.12 | 0.06 | 0.06 | 0 | 0 | 0.03 | 0.03 | 0 | 0
5243 | 0.31 | 0.31 | 0.15 | 0.15 | 0 | 0 | 0.01 | 0.01 | 0 | 0
5244 | 0.35 | 0.35 | 0.17 | 0.17 | 0 | 0 | 0.55 | 0.55 | 0 | 0
5245 | 0.13 | 0.13 | 0.06 | 0.06 | 0 | 0 | 0.22 | 0.22 | 0 | 0
5246 | 0.1 | 0.1 | 0.05 | 0.05 | 0 | 0 | 0.09 | 0.09 | 0 | 0
5247 | 0.14 | 0.14 | 0.07 | 0.07 | 0 | 0 | 0.04 | 0.04 | 0 | 0
5248 | 0.19 | 0.19 | 0.09 | 0.09 | 0 | 0 | 0.02 | 0.02 | 0 | 0
5249 | 0.32 | 0.32 | 0.16 | 0.16 | 0 | 0 | 0.01 | 0.01 | 0 | 0
5250 | 0.41 | 0.41 | 0.2 | 0.2 | 0 | 0 | 0.01 | 0.01 | 0 | 0
5251 | 0.33 | 0.33 | 0.16 | 0.16 | 0 | 0 | 0 | 0 | 0 | 0
5252 | 0.22 | 0.22 | 0.11 | 0.11 | 0 | 0 | 0 | 0 | 0 | 0
5253 | 0.16 | 0.16 | 0.08 | 0.08 | 0 | 0 | 0 | 0 | 0 | 0
5254 | 0.14 | 0.14 | 0.07 | 0.07 | 0 | 0 | 0 | 0 | 0 | 0
5255 | 0.07 | 0.07 | 0.03 | 0.03 | 0 | 0 | 0 | 0 | 0 | 0
5256 | 0.04 | 0.04 | 0.02 | 0.02 | 5.5766 | 5.5766 | 0 | 0 | 0 | 0
5257 | 0.04 | 0.04 | 0.02 | 0.02 | 0 | 0 | 0 | 0 | 0 | 0
5258 | 0.05 | 0.05 | 0.02 | 0.02 | 0 | 0 | 0.69 | 0.69 | 0 | 0
5259 | 0.04 | 0.04 | 0.02 | 0.02 | 0 | 0 | 0.28 | 0.28 | 0 | 0
5260 | 0.04 | 0.04 | 0.02 | 0.02 | 0 | 0 | 0.12 | 0.12 | 0 | 0
5261 | 0.04 | 0.04 | 0.02 | 0.02 | 0 | 0 | 0.05 | 0.05 | 0 | 0
5262 | 0.07 | 0.07 | 0.03 | 0.03 | 0 | 0 | 0.02 | 0.02 | 0 | 0
5263 | 0.1 | 0.1 | 0.05 | 0.05 | 0 | 0 | 0.01 | 0.01 | 0 | 0
5264 | 0.06 | 0.06 | 0.03 | 0.03 | 0 | 0 | 0.01 | 0.01 | 0 | 0
5265 | 0.05 | 0.05 | 0.02 | 0.02 | 0 | 0 | 0.01 | 0.01 | 0 | 0
5266 | 0.08 | 0.08 | 0.04 | 0.04 | 0 | 0 | 0.53 | 0.53 | 0 | 0
5267 | 0.12 | 0.12 | 0.06 | 0.06 | 0 | 0 | 0.22 | 0.22 | 0 | 0
5268 | 0.11 | 0.11 | 0.05 | 0.05 | 0 | 0 | 0.09 | 0.09 | 0 | 0
5269 | 0.09 | 0.09 | 0.05 | 0.05 | 0 | 0 | 0.04 | 0.04 | 0 | 0
5270 | 0.12 | 0.12 | 0.06 | 0.06 | 0 | 0 | 0.02 | 0.02 | 0 | 0
5271 | 0.14 | 0.14 | 0.07 | 0.07 | 0 | 0 | 0.01 | 0.01 | 0 | 0
5272 | 0.2 | 0.2 | 0.1 | 0.1 | 0 | 0 | 0.01 | 0.01 | 0 | 0
5273 | 0.08 | 0.08 | 0.04 | 0.04 | 0 | 0 | 0 | 0 | 0 | 0
5274 | 0.13 | 0.13 | 0.06 | 0.06 | 0 | 0 | 0 | 0 | 0 | 0
5275 | 0.27 | 0.27 | 0.13 | 0.13 | 0 | 0 | 0 | 0 | 0 | 0
5276 | 0.18 | 0.18 | 0.09 | 0.09 | 0 | 0 | 0 | 0 | 0 | 0
5277 | 0.18 | 0.18 | 0.09 | 0.09 | 0 | 0 | 0 | 0 | 0 | 0
5278 | 0.14 | 0.14 | 0.07 | 0.07 | 0 | 0 | 0 | 0 | 0 | 0
5279 | 0.05 | 0.05 | 0.02 | 0.02 | 0 | 0 | 0 | 0 | 0 | 0
5280 | 0.05 | 0.05 | 0.02 | 0.02 | 5.5544 | 5.5544 | 0 | 0 | 0 | 0
5281 | 0.05 | 0.05 | 0.02 | 0.02 | 0 | 0 | 0 | 0 | 0 | 0
5282 | 0.04 | 0.04 | 0.02 | 0.02 | 0 | 0 | 0 | 0 | 0 | 0
5283 | 0.04 | 0.04 | 0.02 | 0.02 | 0 | 0 | 0 | 0 | 0 | 0
5284 | 0.04 | 0.04 | 0.02 | 0.02 | 0 | 0 | 0 | 0 | 0 | 0
5285 | 0.04 | 0.04 | 0.02 | 0.02 | 0 | 0 | 0.84 | 0.84 | 0 | 0
5286 | 0.08 | 0.08 | 0.04 | 0.04 | 0 | 0 | 0.68 | 0.68 | 0 | 0
5287 | 0.07 | 0.07 | 0.03 | 0.03 | 0 | 0 | 0.27 | 0.27 | 12.47 | 12.47
5288 | 0.1 | 0.1 | 0.05 | 0.05 | 0 | 0 | 0.11 | 0.11 | 0 | 0
5289 | 0.09 | 0.09 | 0.04 | 0.04 | 0 | 0 | 0.05 | 0.05 | 0 | 0
5290 | 0.27 | 0.27 | 0.13 | 0.13 | 0 | 0 | 0.02 | 0.02 | 0 | 0
5291 | 0.21 | 0.21 | 0.1 | 0.1 | 0 | 0 | 0.01 | 0.01 | 0 | 0
5292 | 0.48 | 0.48 | 0.23 | 0.23 | 0 | 0 | 0.17 | 0.17 | 0 | 0
5293 | 0.26 | 0.26 | 0.12 | 0.12 | 0 | 0 | 0.07 | 0.07 | 0 | 0
5294 | 0.18 | 0.18 | 0.09 | 0.09 | 0 | 0 | 0.03 | 0.03 | 0 | 0
5295 | 0.18 | 0.18 | 0.09 | 0.09 | 0 | 0 | 0.05 | 0.05 | 0 | 0
5296 | 0.21 | 0.21 | 0.1 | 0.1 | 0 | 0 | 0.02 | 0.02 | 0 | 0
5297 | 0.15 | 0.15 | 0.07 | 0.07 | 0 | 0 | 0.01 | 0.01 | 0 | 0
5298 | 0.27 | 0.27 | 0.13 | 0.13 | 0 | 0 | 0.01 | 0.01 | 0 | 0
5299 | 0.25 | 0.25 | 0.12 | 0.12 | 0 | 0 | 0.01 | 0.01 | 0 | 0
5300 | 0.17 | 0.17 | 0.08 | 0.08 | 0 | 0 | 0 | 0 | 0 | 0
5301 | 0.34 | 0.34 | 0.16 | 0.16 | 0 | 0 | 0 | 0 | 0 | 0
5302 | 0.15 | 0.15 | 0.07 | 0.07 | 0 | 0 | 0.33 | 0.33 | 0 | 0
5303 | 0.07 | 0.07 | 0.04 | 0.04 | 0 | 0 | 0.13 | 0.13 | 0 | 0
5304 | 0.04 | 0.04 | 0.02 | 0.02 | 0 | 0 | 0.06 | 0.06 | 0 | 0
5305 | 0.05 | 0.05 | 0.02 | 0.02 | 0 | 0 | 0.03 | 0.03 | 0 | 0
5306 | 0.04 | 0.04 | 0.02 | 0.02 | 0 | 0 | 0.01 | 0.01 | 0 | 0
5307 | 0.04 | 0.04 | 0.02 | 0.02 | 0 | 0 | 0.01 | 0.01 | 0 | 0
5308 | 0.05 | 0.05 | 0.03 | 0.03 | 0 | 0 | 0.56 | 0.56 | 0 | 0
5309 | 0.04 | 0.04 | 0.02 | 0.02 | 0 | 0 | 0.23 | 0.23 | 0 | 0
5310 | 0.08 | 0.08 | 0.04 | 0.04 | 0 | 0 | 0.09 | 0.09 | 0 | 0
5311 | 0.11 | 0.11 | 0.05 | 0.05 | 0 | 0 | 0.04 | 0.04 | 0 | 0
5312 | 0.32 | 0.32 | 0.15 | 0.15 | 0 | 0 | 0.02 | 0.02 | 0 | 0
5313 | 0.21 | 0.21 | 0.1 | 0.1 | 0 | 0 | 0.01 | 0.01 | 0 | 0
5314 | 0.06 | 0.06 | 0.03 | 0.03 | 0 | 0 | 0.01 | 0.01 | 0 | 0
5315 | 0.05 | 0.05 | 0.03 | 0.03 | 0 | 0 | 0 | 0 | 0 | 0
5316 | 0.05 | 0.05 | 0.02 | 0.02 | 0 | 0 | 0 | 0 | 0 | 0
5317 | 0.12 | 0.12 | 0.06 | 0.06 | 0 | 0 | 0 | 0 | 0 | 0
5318 | 0.15 | 0.15 | 0.07 | 0.07 | 0 | 0 | 0 | 0 | 0 | 0
5319 | 0.09 | 0.09 | 0.04 | 0.04 | 0 | 0 | 0 | 0 | 0 | 0
5320 | 0.11 | 0.11 | 0.05 | 0.05 | 0 | 0 | 0 | 0 | 0 | 0
5321 | 0.14 | 0.14 | 0.07 | 0.07 | 0 | 0 | 0.67 | 0.67 | 0 | 0
5322 | 0.19 | 0.19 | 0.09 | 0.09 | 0 | 0 | 0.27 | 0.27 | 0 | 0
5323 | 0.44 | 0.44 | 0.21 | 0.21 | 0 | 0 | 0.11 | 0.11 | 0 | 0
5324 | 0.31 | 0.31 | 0.15 | 0.15 | 0 | 0 | 0.05 | 0.05 | 0 | 0
5325 | 0.48 | 0.48 | 0.23 | 0.23 | 0 | 0 | 0.91 | 0.91 | 0 | 0
5326 | 0.2 | 0.2 | 0.1 | 0.1 | 0 | 0 | 1.26 | 1.26 | 0 | 0
5327 | 0.13 | 0.13 | 0.06 | 0.06 | 0 | 0 | 0.51 | 0.51 | 0 | 0
5328 | 0.07 | 0.07 | 0.03 | 0.03 | 0 | 0 | 0.21 | 0.21 | 0 | 0
5329 | 0.04 | 0.04 | 0.02 | 0.02 | 0 | 0 | 0.09 | 0.09 | 0 | 0
5330 | 0.05 | 0.05 | 0.02 | 0.02 | 0 | 0 | 0.04 | 0.04 | 0 | 0
5331 | 0.04 | 0.04 | 0.02 | 0.02 | 0 | 0 | 0.02 | 0.02 | 0 | 0
5332 | 0.04 | 0.04 | 0.02 | 0.02 | 0 | 0 | 0.01 | 0.01 | 0 | 0
5333 | 0.05 | 0.05 | 0.02 | 0.02 | 0 | 0 | 0.01 | 0.01 | 0 | 0
5334 | 0.08 | 0.08 | 0.04 | 0.04 | 0 | 0 | 0 | 0 | 0 | 0
5335 | 0.08 | 0.08 | 0.04 | 0.04 | 0 | 0 | 0 | 0 | 0 | 0
5336 | 0.1 | 0.1 | 0.05 | 0.05 | 0 | 0 | 0 | 0 | 11.41 | 11.41
5337 | 0.09 | 0.09 | 0.04 | 0.04 | 0 | 0 | 0 | 0 | 0 | 0
5338 | 0.13 | 0.13 | 0.06 | 0.06 | 0 | 0 | 0 | 0 | 0 | 0
5339 | 0.13 | 0.13 | 0.06 | 0.06 | 0 | 0 | 0 | 0 | 0 | 0
5340 | 0.13 | 0.13 | 0.06 | 0.06 | 0 | 0 | 0.76 | 0.76 | 0 | 0
5341 | 0.19 | 0.19 | 0.09 | 0.09 | 0 | 0 | 0.31 | 0.31 | 0 | 0
5342 | 0.34 | 0.34 | 0.16 | 0.16 | 0 | 0 | 0.13 | 0.13 | 0 | 0
5343 | 0.26 | 0.26 | 0.12 | 0.12 | 0 | 0 | 0.05 | 0.05 | 0 | 0
5344 | 0.28 | 0.28 | 0.14 | 0.14 | 0 | 0 | 0.02 | 0.02 | 0 | 0
5345 | 0.09 | 0.09 | 0.04 | 0.04 | 0 | 0 | 0.01 | 0.01 | 0 | 0
5346 | 0.08 | 0.08 | 0.04 | 0.04 | 0 | 0 | 0.01 | 0.01 | 0 | 0
5347 | 0.13 | 0.13 | 0.06 | 0.06 | 2.5472 | 2.5472 | 0.75 | 0.75 | 0 | 0
5348 | 0.18 | 0.18 | 0.09 | 0.09 | 0 | 0 | 1.13 | 1.13 | 0 | 0
5349 | 0.17 | 0.17 | 0.08 | 0.08 | 0 | 0 | 0.46 | 0.46 | 0 | 0
5350 | 0.2 | 0.2 | 0.09 | 0.09 | 0 | 0 | 0.19 | 0.19 | 0 | 0
5351 | 0.19 | 0.19 | 0.09 | 0.09 | 1.6892 | 1.6892 | 0.08 | 0.08 | 0 | 0
5352 | 0.15 | 0.15 | 0.07 | 0.07 | 0 | 0 | 0.03 | 0.03 | 0 | 0
5353 | 0.1 | 0.1 | 0.05 | 0.05 | 0 | 0 | 0.02 | 0.02 | 0 | 0
5354 | 0.08 | 0.08 | 0.04 | 0.04 | 0 | 0 | 0.01 | 0.01 | 0 | 0
5355 | 0.08 | 0.08 | 0.04 | 0.04 | 0 | 0 | 0.01 | 0.01 | 0 | 0
5356 | 0.07 | 0.07 | 0.04 | 0.04 | 0 | 0 | 0 | 0 | 0 | 0
5357 | 0.05 | 0.05 | 0.02 | 0.02 | 0 | 0 | 0 | 0 | 0 | 0
5358 | 0.06 | 0.06 | 0.03 | 0.03 | 0 | 0 | 0 | 0 | 0 | 0
5359 | 0.09 | 0.09 | 0.04 | 0.04 | 0 | 0 | 0.88 | 0.88 | 0 | 0
5360 | 0.07 | 0.07 | 0.03 | 0.03 | 0 | 0 | 0.36 | 0.36 | 0 | 0
5361 | 0.2 | 0.2 | 0.1 | 0.1 | 0 | 0 | 0.15 | 0.15 | 0 | 0
5362 | 1.07 | 1.07 | 0.52 | 0.52 | 0 | 0 | 0.84 | 0.84 | 0 | 0
5363 | 0.18 | 0.18 | 0.09 | 0.09 | 0 | 0 | 0.34 | 0.34 | 0 | 0
5364 | 0.18 | 0.18 | 0.09 | 0.09 | 0 | 0 | 0.14 | 0.14 | 0 | 0
5365 | 0.19 | 0.19 | 0.09 | 0.09 | 0 | 0 | 0.06 | 0.06 | 0 | 0
5366 | 0.23 | 0.23 | 0.11 | 0.11 | 0 | 0 | 0.03 | 0.03 | 0 | 0
5367 | 0.23 | 0.23 | 0.11 | 0.11 | 0 | 0 | 0.01 | 0.01 | 0 | 0
5368 | 0.22 | 0.22 | 0.11 | 0.11 | 0 | 0 | 0.01 | 0.01 | 0 | 0
5369 | 0.28 | 0.28 | 0.13 | 0.13 | 0 | 0 | 0.01 | 0.01 | 0 | 0
5370 | 0.22 | 0.22 | 0.1 | 0.1 | 0 | 0 | 0 | 0 | 11.4 | 11.4
5371 | 0.15 | 0.15 | 0.07 | 0.07 | 1.4554 | 1.4554 | 0 | 0 | 0 | 0
5372 | 0.15 | 0.15 | 0.07 | 0.07 | 0 | 0 | 0.39 | 0.39 | 0 | 0
5373 | 0.13 | 0.13 | 0.06 | 0.06 | 0 | 0 | 0.16 | 0.16 | 0 | 0
5374 | 0.11 | 0.11 | 0.05 | 0.05 | 0 | 0 | 0.7 | 0.7 | 0 | 0
5375 | 0.07 | 0.07 | 0.03 | 0.03 | 0 | 0 | 1.01 | 1.01 | 0 | 0
5376 | 0.05 | 0.05 | 0.02 | 0.02 | 0 | 0 | 0.41 | 0.41 | 0 | 0
5377 | 0.05 | 0.05 | 0.02 | 0.02 | 0 | 0 | 0.94 | 0.94 | 0 | 0
5378 | 0.05 | 0.05 | 0.03 | 0.03 | 0 | 0 | 0.38 | 0.38 | 0 | 0
5379 | 0.04 | 0.04 | 0.02 | 0.02 | 0 | 0 | 0.16 | 0.16 | 0 | 0
5380 | 0.05 | 0.05 | 0.02 | 0.02 | 0 | 0 | 0.07 | 0.07 | 0 | 0
5381 | 0.08 | 0.08 | 0.04 | 0.04 | 0 | 0 | 0.85 | 0.85 | 0 | 0
5382 | 0.06 | 0.06 | 0.03 | 0.03 | 0 | 0 | 0.34 | 0.34 | 0 | 0
5383 | 0.05 | 0.05 | 0.03 | 0.03 | 0 | 0 | 0.14 | 0.14 | 0 | 0
5384 | 0.05 | 0.05 | 0.02 | 0.02 | 0 | 0 | 0.06 | 0.06 | 0 | 0
5385 | 0.08 | 0.08 | 0.04 | 0.04 | 0 | 0 | 0.81 | 0.81 | 0 | 0
5386 | 0.1 | 0.1 | 0.05 | 0.05 | 0 | 0 | 0.33 | 0.33 | 0 | 0
5387 | 0.14 | 0.14 | 0.07 | 0.07 | 0 | 0 | 0.13 | 0.13 | 0 | 0
5388 | 0.34 | 0.34 | 0.17 | 0.17 | 0 | 0 | 0.06 | 0.06 | 0 | 0
5389 | 0.16 | 0.16 | 0.08 | 0.08 | 0 | 0 | 0.03 | 0.03 | 0 | 0
5390 | 0.13 | 0.13 | 0.06 | 0.06 | 0 | 0 | 0.01 | 0.01 | 0 | 0
5391 | 0.25 | 0.25 | 0.12 | 0.12 | 0 | 0 | 0.01 | 0.01 | 0 | 0
5392 | 0.07 | 0.07 | 0.04 | 0.04 | 0 | 0 | 0.01 | 0.01 | 0 | 0
5393 | 0.22 | 0.22 | 0.11 | 0.11 | 0 | 0 | 0 | 0 | 0 | 0
5394 | 0.26 | 0.26 | 0.12 | 0.12 | 0 | 0 | 0 | 0 | 0 | 0
5395 | 0.16 | 0.16 | 0.08 | 0.08 | 0 | 0 | 0 | 0 | 0 | 0
5396 | 0.23 | 0.23 | 0.11 | 0.11 | 0 | 0 | 0 | 0 | 0 | 0
5397 | 0.69 | 0.69 | 0.33 | 0.33 | 0 | 0 | 0 | 0 | 0 | 0
5398 | 0.22 | 0.22 | 0.11 | 0.11 | 0 | 0 | 0 | 0 | 0 | 0
5399 | 0.12 | 0.12 | 0.06 | 0.06 | 0 | 0 | 0 | 0 | 0 | 0
5400 | 0.05 | 0.05 | 0.03 | 0.03 | 0 | 0 | 0.46 | 0.46 | 0 | 0
5401 | 0.05 | 0.05 | 0.02 | 0.02 | 0 | 0 | 0.65 | 0.65 | 0 | 0
5402 | 0.04 | 0.04 | 0.02 | 0.02 | 0 | 0 | 0.26 | 0.26 | 0 | 0
5403 | 0.05 | 0.05 | 0.02 | 0.02 | 0 | 0 | 0.11 | 0.11 | 0 | 0
5404 | 0.04 | 0.04 | 0.02 | 0.02 | 0.4747 | 0.4747 | 0.05 | 0.05 | 0 | 0
5405 | 0.05 | 0.05 | 0.02 | 0.02 | 0 | 0 | 0.02 | 0.02 | 0 | 0
5406 | 0.09 | 0.09 | 0.04 | 0.04 | 0 | 0 | 0.01 | 0.01 | 0 | 0
5407 | 0.12 | 0.12 | 0.06 | 0.06 | 0 | 0 | 0.63 | 0.63 | 0 | 0
5408 | 0.12 | 0.12 | 0.06 | 0.06 | 0 | 0 | 0.26 | 0.26 | 0 | 0
5409 | 0.13 | 0.13 | 0.06 | 0.06 | 0 | 0 | 0.11 | 0.11 | 0 | 0
5410 | 0.07 | 0.07 | 0.03 | 0.03 | 0 | 0 | 0.05 | 0.05 | 0 | 0
5411 | 0.08 | 0.08 | 0.04 | 0.04 | 0 | 0 | 0.02 | 0.02 | 0 | 0
5412 | 0.1 | 0.1 | 0.05 | 0.05 | 0 | 0 | 0.01 | 0.01 | 0 | 0
5413 | 0.08 | 0.08 | 0.04 | 0.04 | 0 | 0 | 0.04 | 0.04 | 0 | 0
5414 | 0.15 | 0.15 | 0.07 | 0.07 | 0.7567 | 0.7567 | 0.02 | 0.02 | 9.65 | 9.65
5415 | 0.29 | 0.29 | 0.14 | 0.14 | 0 | 0 | 0.01 | 0.01 | 0 | 0
5416 | 0.26 | 0.26 | 0.12 | 0.12 | 0 | 0 | 0.01 | 0.01 | 0 | 0
5417 | 0.33 | 0.33 | 0.16 | 0.16 | 0 | 0 | 0.01 | 0.01 | 0 | 0
5418 | 0.2 | 0.2 | 0.1 | 0.1 | 0 | 0 | 0 | 0 | 0 | 0
5419 | 0.16 | 0.16 | 0.08 | 0.08 | 0 | 0 | 0 | 0 | 0 | 0
5420 | 0.26 | 0.26 | 0.12 | 0.12 | 0 | 0 | 0 | 0 | 0 | 0
5421 | 0.47 | 0.47 | 0.23 | 0.23 | 0 | 0 | 0 | 0 | 0 | 0
5422 | 0.17 | 0.17 | 0.08 | 0.08 | 0 | 0 | 0 | 0 | 0 | 0
5423 | 0.15 | 0.15 | 0.07 | 0.07 | 0 | 0 | 0 | 0 | 0 | 0
5424 | 0.08 | 0.08 | 0.04 | 0.04 | 0 | 0 | 0 | 0 | 0 | 0
5425 | 0.07 | 0.07 | 0.03 | 0.03 | 0 | 0 | 0 | 0 | 0 | 0
5426 | 0.05 | 0.05 | 0.02 | 0.02 | 9.9 | 9.9 | 0 | 0 | 0 | 0
5427 | 0.05 | 0.05 | 0.03 | 0.03 | 2.6615 | 2.6615 | 0 | 0 | 0 | 0
5428 | 0.04 | 0.04 | 0.02 | 0.02 | 0 | 0 | 0 | 0 | 0 | 0
5429 | 0.05 | 0.05 | 0.02 | 0.02 | 0 | 0 | 0 | 0 | 0 | 0
5430 | 0.09 | 0.09 | 0.04 | 0.04 | 0 | 0 | 0 | 0 | 0 | 0
5431 | 0.11 | 0.11 | 0.05 | 0.05 | 0 | 0 | 0 | 0 | 0 | 0
5432 | 0.05 | 0.05 | 0.03 | 0.03 | 0 | 0 | 0 | 0 | 0 | 0
5433 | 0.07 | 0.07 | 0.03 | 0.03 | 0 | 0 | 0 | 0 | 0 | 0
5434 | 0.09 | 0.09 | 0.04 | 0.04 | 0 | 0 | 0 | 0 | 0 | 0
5435 | 0.08 | 0.08 | 0.04 | 0.04 | 0 | 0 | 0.15 | 0.15 | 0 | 0
5436 | 0.17 | 0.17 | 0.08 | 0.08 | 0 | 0 | 0.06 | 0.06 | 0 | 0
5437 | 0.21 | 0.21 | 0.1 | 0.1 | 0 | 0 | 0.03 | 0.03 | 0 | 0
5438 | 0.18 | 0.18 | 0.08 | 0.08 | 0 | 0 | 0.01 | 0.01 | 0 | 0
5439 | 0.23 | 0.23 | 0.11 | 0.11 | 0 | 0 | 0.01 | 0.01 | 0 | 0
5440 | 0.19 | 0.19 | 0.09 | 0.09 | 0 | 0 | 0.01 | 0.01 | 0 | 0
5441 | 0.27 | 0.27 | 0.13 | 0.13 | 0 | 0 | 0 | 0 | 0 | 0
5442 | 0.36 | 0.36 | 0.17 | 0.17 | 0 | 0 | 0 | 0 | 0 | 0
5443 | 0.22 | 0.22 | 0.1 | 0.1 | 0 | 0 | 0 | 0 | 0 | 0
5444 | 0.2 | 0.2 | 0.1 | 0.1 | 0 | 0 | 0 | 0 | 0 | 0
5445 | 0.36 | 0.36 | 0.17 | 0.17 | 5.1588 | 5.1588 | 0 | 0 | 0 | 0
5446 | 0.13 | 0.13 | 0.06 | 0.06 | 0 | 0 | 0.26 | 0.26 | 0 | 0
5447 | 0.1 | 0.1 | 0.05 | 0.05 | 0 | 0 | 0.11 | 0.11 | 0 | 0
5448 | 0.07 | 0.07 | 0.03 | 0.03 | 0 | 0 | 0.05 | 0.05 | 0 | 0
5449 | 0.05 | 0.05 | 0.02 | 0.02 | 0 | 0 | 0.02 | 0.02 | 0 | 0
5450 | 0.06 | 0.06 | 0.03 | 0.03 | 0 | 0 | 0.01 | 0.01 | 0 | 0
5451 | 0.04 | 0.04 | 0.02 | 0.02 | 0 | 0 | 0.01 | 0.01 | 0 | 0
5452 | 0.05 | 0.05 | 0.02 | 0.02 | 0 | 0 | 0.01 | 0.01 | 0 | 0
5453 | 0.04 | 0.04 | 0.02 | 0.02 | 0 | 0 | 0 | 0 | 0 | 0
5454 | 0.1 | 0.1 | 0.05 | 0.05 | 0 | 0 | 0.7 | 0.7 | 0 | 0
5455 | 0.31 | 0.31 | 0.15 | 0.15 | 0 | 0 | 0.28 | 0.28 | 10.07 | 10.07
5456 | 0.19 | 0.19 | 0.09 | 0.09 | 0 | 0 | 0.12 | 0.12 | 0 | 0
5457 | 0.69 | 0.69 | 0.33 | 0.33 | 0 | 0 | 0.05 | 0.05 | 0 | 0
5458 | 0.27 | 0.27 | 0.13 | 0.13 | 0 | 0 | 0.02 | 0.02 | 0 | 0
5459 | 0.11 | 0.11 | 0.05 | 0.05 | 0 | 0 | 0.01 | 0.01 | 0 | 0
5460 | 0.35 | 0.35 | 0.17 | 0.17 | 0 | 0 | 0.01 | 0.01 | 0 | 0
5461 | 0.16 | 0.16 | 0.08 | 0.08 | 0 | 0 | 0.01 | 0.01 | 0 | 0
5462 | 0.2 | 0.2 | 0.1 | 0.1 | 0 | 0 | 0 | 0 | 0 | 0
5463 | 0.17 | 0.17 | 0.08 | 0.08 | 0 | 0 | 0 | 0 | 0 | 0
5464 | 0.25 | 0.25 | 0.12 | 0.12 | 0 | 0 | 0.09 | 0.09 | 0 | 0
5465 | 0.32 | 0.32 | 0.15 | 0.15 | 0 | 0 | 0.04 | 0.04 | 0 | 0
5466 | 0.29 | 0.29 | 0.14 | 0.14 | 0 | 0 | 0.02 | 0.02 | 0 | 0
5467 | 0.18 | 0.18 | 0.09 | 0.09 | 0 | 0 | 0.01 | 0.01 | 0 | 0
5468 | 0.36 | 0.36 | 0.17 | 0.17 | 9.9 | 9.9 | 0.01 | 0.01 | 0 | 0
5469 | 0.38 | 0.38 | 0.18 | 0.18 | 3.7096 | 3.7096 | 0 | 0 | 0 | 0
5470 | 0.12 | 0.12 | 0.06 | 0.06 | 0 | 0 | 0 | 0 | 0 | 0
5471 | 0.08 | 0.08 | 0.04 | 0.04 | 0 | 0 | 0 | 0 | 0 | 0
5472 | 0.04 | 0.04 | 0.02 | 0.02 | 0 | 0 | 0 | 0 | 0 | 0
5473 | 0.07 | 0.07 | 0.03 | 0.03 | 0 | 0 | 0 | 0 | 0 | 0
5474 | 0.05 | 0.05 | 0.03 | 0.03 | 0 | 0 | 0.68 | 0.68 | 0 | 0
5475 | 0.06 | 0.06 | 0.03 | 0.03 | 0 | 0 | 0.27 | 0.27 | 0 | 0
5476 | 0.07 | 0.07 | 0.03 | 0.03 | 0 | 0 | 0.11 | 0.11 | 0 | 0
5477 | 0.05 | 0.05 | 0.02 | 0.02 | 0 | 0 | 0.05 | 0.05 | 0 | 0
5478 | 0.09 | 0.09 | 0.04 | 0.04 | 0 | 0 | 0.02 | 0.02 | 0 | 0
5479 | 0.16 | 0.16 | 0.08 | 0.08 | 0 | 0 | 0.01 | 0.01 | 10.67 | 10.67
5480 | 0.07 | 0.07 | 0.03 | 0.03 | 0 | 0 | 0.01 | 0.01 | 0 | 0
5481 | 0.04 | 0.04 | 0.02 | 0.02 | 0 | 0 | 0.01 | 0.01 | 0 | 0
5482 | 0.07 | 0.07 | 0.03 | 0.03 | 0 | 0 | 0 | 0 | 0 | 0
5483 | 0.23 | 0.23 | 0.11 | 0.11 | 0 | 0 | 0 | 0 | 0 | 0
5484 | 0.15 | 0.15 | 0.07 | 0.07 | 0 | 0 | 0 | 0 | 0 | 0
5485 | 0.07 | 0.07 | 0.04 | 0.04 | 0 | 0 | 0 | 0 | 0 | 0
5486 | 0.06 | 0.06 | 0.03 | 0.03 | 0 | 0 | 0 | 0 | 0 | 0
5487 | 0.07 | 0.07 | 0.04 | 0.04 | 0 | 0 | 0 | 0 | 0 | 0
5488 | 0.15 | 0.15 | 0.07 | 0.07 | 0 | 0 | 0 | 0 | 0 | 0
5489 | 0.48 | 0.48 | 0.23 | 0.23 | 0 | 0 | 0 | 0 | 0 | 0
5490 | 0.33 | 0.33 | 0.16 | 0.16 | 0 | 0 | 0 | 0 | 0 | 0
5491 | 0.24 | 0.24 | 0.12 | 0.12 | 6.494 | 6.494 | 0 | 0 | 0 | 0
5492 | 0.23 | 0.23 | 0.11 | 0.11 | 0 | 0 | 0 | 0 | 0 | 0
5493 | 0.51 | 0.51 | 0.25 | 0.25 | 0 | 0 | 0 | 0 | 0 | 0
5494 | 0.14 | 0.14 | 0.07 | 0.07 | 0 | 0 | 0 | 0 | 0 | 0
5495 | 0.07 | 0.07 | 0.03 | 0.03 | 0 | 0 | 0 | 0 | 0 | 0
5496 | 0.05 | 0.05 | 0.03 | 0.03 | 0 | 0 | 0 | 0 | 0 | 0
5497 | 0.07 | 0.07 | 0.03 | 0.03 | 0 | 0 | 0 | 0 | 0 | 0
5498 | 0.06 | 0.06 | 0.03 | 0.03 | 0 | 0 | 0 | 0 | 0 | 0
5499 | 0.07 | 0.07 | 0.03 | 0.03 | 0 | 0 | 0 | 0 | 0 | 0
5500 | 0.06 | 0.06 | 0.03 | 0.03 | 0 | 0 | 0.68 | 0.68 | 0 | 0
5501 | 0.05 | 0.05 | 0.02 | 0.02 | 0 | 0 | 0.27 | 0.27 | 0 | 0
5502 | 0.09 | 0.09 | 0.04 | 0.04 | 0 | 0 | 0.11 | 0.11 | 0 | 0
5503 | 0.06 | 0.06 | 0.03 | 0.03 | 0 | 0 | 0.84 | 0.84 | 0 | 0
5504 | 0.27 | 0.27 | 0.13 | 0.13 | 0 | 0 | 0.43 | 0.43 | 0 | 0
5505 | 0.21 | 0.21 | 0.1 | 0.1 | 0 | 0 | 0.18 | 0.18 | 0 | 0
5506 | 0.12 | 0.12 | 0.06 | 0.06 | 0 | 0 | 0.07 | 0.07 | 0 | 0
5507 | 0.15 | 0.15 | 0.07 | 0.07 | 0 | 0 | 0.03 | 0.03 | 0 | 0
5508 | 0.1 | 0.1 | 0.05 | 0.05 | 0 | 0 | 0.02 | 0.02 | 0 | 0
5509 | 0.15 | 0.15 | 0.07 | 0.07 | 0 | 0 | 0.01 | 0.01 | 0 | 0
5510 | 0.17 | 0.17 | 0.08 | 0.08 | 0 | 0 | 0.01 | 0.01 | 0 | 0
5511 | 0.12 | 0.12 | 0.06 | 0.06 | 0 | 0 | 0 | 0 | 0 | 0
5512 | 0.06 | 0.06 | 0.03 | 0.03 | 0 | 0 | 0 | 0 | 0 | 0
5513 | 0.05 | 0.05 | 0.03 | 0.03 | 0 | 0 | 0 | 0 | 0 | 0
5514 | 0.08 | 0.08 | 0.04 | 0.04 | 0 | 0 | 0 | 0 | 0 | 0
5515 | 0.07 | 0.07 | 0.03 | 0.03 | 0 | 0 | 0 | 0 | 0 | 0
5516 | 0.07 | 0.07 | 0.03 | 0.03 | 1.2135 | 1.2135 | 0 | 0 | 0 | 0
5517 | 0.07 | 0.07 | 0.03 | 0.03 | 0 | 0 | 0.47 | 0.47 | 0 | 0
5518 | 0.07 | 0.07 | 0.03 | 0.03 | 0 | 0 | 0.19 | 0.19 | 0 | 0
5519 | 0.08 | 0.08 | 0.04 | 0.04 | 0 | 0 | 0.08 | 0.08 | 0 | 0
5520 | 0.06 | 0.06 | 0.03 | 0.03 | 0 | 0 | 0.03 | 0.03 | 0 | 0
5521 | 0.06 | 0.06 | 0.03 | 0.03 | 0 | 0 | 0.02 | 0.02 | 0 | 0
5522 | 0.04 | 0.04 | 0.02 | 0.02 | 0 | 0 | 0.01 | 0.01 | 0 | 0
5523 | 0.05 | 0.05 | 0.03 | 0.03 | 0 | 0 | 0.01 | 0.01 | 0 | 0
5524 | 0.05 | 0.05 | 0.03 | 0.03 | 0 | 0 | 0 | 0 | 0 | 0
5525 | 0.04 | 0.04 | 0.02 | 0.02 | 0 | 0 | 0 | 0 | 0 | 0
5526 | 0.05 | 0.05 | 0.02 | 0.02 | 0 | 0 | 0 | 0 | 0 | 0
5527 | 0.1 | 0.1 | 0.05 | 0.05 | 0 | 0 | 0 | 0 | 0 | 0
5528 | 0.26 | 0.26 | 0.13 | 0.13 | 0 | 0 | 0 | 0 | 0 | 0
5529 | 0.46 | 0.46 | 0.22 | 0.22 | 0 | 0 | 0 | 0 | 0 | 0
5530 | 0.33 | 0.33 | 0.16 | 0.16 | 0 | 0 | 0 | 0 | 0 | 0
5531 | 0.11 | 0.11 | 0.05 | 0.05 | 0 | 0 | 0 | 0 | 0 | 0
5532 | 0.1 | 0.1 | 0.05 | 0.05 | 0 | 0 | 0 | 0 | 0 | 0
5533 | 0.14 | 0.14 | 0.07 | 0.07 | 0 | 0 | 0.25 | 0.25 | 0 | 0
5534 | 0.21 | 0.21 | 0.1 | 0.1 | 0 | 0 | 0.1 | 0.1 | 0 | 0
5535 | 0.19 | 0.19 | 0.09 | 0.09 | 0 | 0 | 0.04 | 0.04 | 0 | 0
5536 | 0.21 | 0.21 | 0.1 | 0.1 | 0 | 0 | 0.02 | 0.02 | 9.89 | 9.89
5537 | 0.22 | 0.22 | 0.11 | 0.11 | 0 | 0 | 0.01 | 0.01 | 0 | 0
5538 | 0.23 | 0.23 | 0.11 | 0.11 | 0 | 0 | 0.01 | 0.01 | 0 | 0
5539 | 0.16 | 0.16 | 0.08 | 0.08 | 0 | 0 | 0 | 0 | 0 | 0
5540 | 0.15 | 0.15 | 0.07 | 0.07 | 0 | 0 | 0 | 0 | 0 | 0
5541 | 0.14 | 0.14 | 0.07 | 0.07 | 0.4876 | 0.4876 | 0 | 0 | 0 | 0
5542 | 0.09 | 0.09 | 0.04 | 0.04 | 0 | 0 | 0 | 0 | 0 | 0
5543 | 0.06 | 0.06 | 0.03 | 0.03 | 0 | 0 | 0 | 0 | 0 | 0
5544 | 0.04 | 0.04 | 0.02 | 0.02 | 0 | 0 | 0 | 0 | 0 | 0
5545 | 0.05 | 0.05 | 0.02 | 0.02 | 0 | 0 | 0 | 0 | 0 | 0
5546 | 0.04 | 0.04 | 0.02 | 0.02 | 0 | 0 | 0 | 0 | 0 | 0
5547 | 0.04 | 0.04 | 0.02 | 0.02 | 0 | 0 | 0 | 0 | 0 | 0
5548 | 0.05 | 0.05 | 0.02 | 0.02 | 0 | 0 | 0 | 0 | 0 | 0
5549 | 0.04 | 0.04 | 0.02 | 0.02 | 0 | 0 | 0.73 | 0.73 | 0 | 0
5550 | 0.08 | 0.08 | 0.04 | 0.04 | 0 | 0 | 0.29 | 0.29 | 0 | 0
5551 | 0.08 | 0.08 | 0.04 | 0.04 | 0 | 0 | 0.12 | 0.12 | 0 | 0
5552 | 0.14 | 0.14 | 0.07 | 0.07 | 0 | 0 | 0.05 | 0.05 | 0 | 0
5553 | 0.05 | 0.05 | 0.02 | 0.02 | 0 | 0 | 0.02 | 0.02 | 0 | 0
5554 | 0.05 | 0.05 | 0.03 | 0.03 | 0 | 0 | 0.01 | 0.01 | 0 | 0
5555 | 0.05 | 0.05 | 0.03 | 0.03 | 0 | 0 | 0.01 | 0.01 | 0 | 0
5556 | 0.05 | 0.05 | 0.02 | 0.02 | 0 | 0 | 0.01 | 0.01 | 0 | 0
5557 | 0.58 | 0.58 | 0.28 | 0.28 | 0 | 0 | 0 | 0 | 0 | 0
5558 | 0.54 | 0.54 | 0.26 | 0.26 | 0 | 0 | 0 | 0 | 0 | 0
5559 | 0.15 | 0.15 | 0.07 | 0.07 | 0 | 0 | 0 | 0 | 0 | 0
5560 | 0.17 | 0.17 | 0.08 | 0.08 | 0 | 0 | 0 | 0 | 0 | 0
5561 | 0.16 | 0.16 | 0.08 | 0.08 | 0 | 0 | 0 | 0 | 0 | 0
5562 | 0.21 | 0.21 | 0.1 | 0.1 | 0 | 0 | 0 | 0 | 0 | 0
5563 | 0.15 | 0.15 | 0.07 | 0.07 | 0 | 0 | 0 | 0 | 0 | 0
5564 | 0.13 | 0.13 | 0.06 | 0.06 | 0 | 0 | 0 | 0 | 0 | 0
5565 | 0.13 | 0.13 | 0.06 | 0.06 | 0 | 0 | 0 | 0 | 0 | 0
5566 | 0.13 | 0.13 | 0.06 | 0.06 | 0 | 0 | 0 | 0 | 0 | 0
5567 | 0.09 | 0.09 | 0.04 | 0.04 | 0 | 0 | 0.42 | 0.42 | 0 | 0
5568 | 0.05 | 0.05 | 0.02 | 0.02 | 0 | 0 | 0.17 | 0.17 | 0 | 0
5569 | 0.04 | 0.04 | 0.02 | 0.02 | 0 | 0 | 0.07 | 0.07 | 0 | 0
5570 | 0.04 | 0.04 | 0.02 | 0.02 | 0 | 0 | 0.03 | 0.03 | 0 | 0
5571 | 0.05 | 0.05 | 0.02 | 0.02 | 0 | 0 | 0.52 | 0.52 | 0 | 0
5572 | 0.04 | 0.04 | 0.02 | 0.02 | 0 | 0 | 0.21 | 0.21 | 0 | 0
5573 | 0.08 | 0.08 | 0.04 | 0.04 | 0 | 0 | 0.09 | 0.09 | 0 | 0
5574 | 0.06 | 0.06 | 0.03 | 0.03 | 0 | 0 | 0.04 | 0.04 | 0 | 0
5575 | 0.15 | 0.15 | 0.07 | 0.07 | 0 | 0 | 0.02 | 0.02 | 0 | 0
5576 | 0.1 | 0.1 | 0.05 | 0.05 | 0 | 0 | 0.01 | 0.01 | 0 | 0
5577 | 0.2 | 0.2 | 0.1 | 0.1 | 0 | 0 | 0.01 | 0.01 | 0 | 0
5578 | 0.14 | 0.14 | 0.07 | 0.07 | 0 | 0 | 0 | 0 | 0 | 0
5579 | 0.08 | 0.08 | 0.04 | 0.04 | 0 | 0 | 0 | 0 | 0 | 0
5580 | 0.21 | 0.21 | 0.1 | 0.1 | 0 | 0 | 0 | 0 | 0 | 0
5581 | 0.12 | 0.12 | 0.06 | 0.06 | 0 | 0 | 0 | 0 | 0 | 0
5582 | 0.08 | 0.08 | 0.04 | 0.04 | 0 | 0 | 0 | 0 | 0 | 0
5583 | 0.17 | 0.17 | 0.08 | 0.08 | 0 | 0 | 0 | 0 | 0 | 0
5584 | 0.16 | 0.16 | 0.08 | 0.08 | 0 | 0 | 0 | 0 | 0 | 0
5585 | 0.35 | 0.35 | 0.17 | 0.17 | 0 | 0 | 0 | 0 | 22.95 | 22.95
5586 | 0.33 | 0.33 | 0.16 | 0.16 | 0 | 0 | 0 | 0 | 0 | 0
5587 | 0.24 | 0.24 | 0.12 | 0.12 | 0 | 0 | 0 | 0 | 0 | 0
5588 | 0.24 | 0.24 | 0.12 | 0.12 | 0 | 0 | 0 | 0 | 0 | 0
5589 | 0.5 | 0.5 | 0.24 | 0.24 | 0 | 0 | 0 | 0 | 0 | 0
5590 | 0.15 | 0.15 | 0.07 | 0.07 | 0 | 0 | 0 | 0 | 0 | 0
5591 | 0.09 | 0.09 | 0.04 | 0.04 | 0 | 0 | 0 | 0 | 0 | 0
5592 | 0.05 | 0.05 | 0.03 | 0.03 | 0 | 0 | 0 | 0 | 0 | 0
5593 | 0.05 | 0.05 | 0.03 | 0.03 | 0 | 0 | 0 | 0 | 0 | 0
5594 | 0.05 | 0.05 | 0.02 | 0.02 | 0 | 0 | 0 | 0 | 0 | 0
5595 | 0.05 | 0.05 | 0.02 | 0.02 | 0 | 0 | 0 | 0 | 0 | 0
5596 | 0.05 | 0.05 | 0.03 | 0.03 | 0 | 0 | 0 | 0 | 0 | 0
5597 | 0.09 | 0.09 | 0.04 | 0.04 | 0 | 0 | 0 | 0 | 0 | 0
5598 | 0.12 | 0.12 | 0.06 | 0.06 | 0 | 0 | 0 | 0 | 0 | 0
5599 | 0.2 | 0.2 | 0.1 | 0.1 | 0 | 0 | 0 | 0 | 0 | 0
5600 | 0.13 | 0.13 | 0.06 | 0.06 | 0 | 0 | 0 | 0 | 0 | 0
5601 | 0.12 | 0.12 | 0.06 | 0.06 | 0 | 0 | 0 | 0 | 0 | 0
5602 | 0.11 | 0.11 | 0.05 | 0.05 | 0 | 0 | 0 | 0 | 0 | 0
5603 | 0.14 | 0.14 | 0.07 | 0.07 | 0 | 0 | 0 | 0 | 0 | 0
5604 | 0.05 | 0.05 | 0.03 | 0.03 | 0 | 0 | 0 | 0 | 0 | 0
5605 | 0.05 | 0.05 | 0.02 | 0.02 | 0 | 0 | 0 | 0 | 0 | 0
5606 | 0.07 | 0.07 | 0.04 | 0.04 | 0 | 0 | 0 | 0 | 0 | 0
5607 | 0.11 | 0.11 | 0.05 | 0.05 | 0 | 0 | 0 | 0 | 0 | 0
5608 | 0.12 | 0.12 | 0.06 | 0.06 | 0 | 0 | 0 | 0 | 0 | 0
5609 | 0.44 | 0.44 | 0.21 | 0.21 | 0 | 0 | 0.36 | 0.36 | 0 | 0
5610 | 0.23 | 0.23 | 0.11 | 0.11 | 5.1253 | 5.1253 | 0.15 | 0.15 | 0 | 0
5611 | 0.3 | 0.3 | 0.15 | 0.15 | 0 | 0 | 0.06 | 0.06 | 0 | 0
5612 | 0.29 | 0.29 | 0.14 | 0.14 | 0 | 0 | 0.03 | 0.03 | 0 | 0
5613 | 0.13 | 0.13 | 0.06 | 0.06 | 0 | 0 | 0.01 | 0.01 | 0 | 0
5614 | 0.11 | 0.11 | 0.05 | 0.05 | 0 | 0 | 0.01 | 0.01 | 0 | 0
5615 | 0.09 | 0.09 | 0.04 | 0.04 | 0 | 0 | 0.01 | 0.01 | 0 | 0
5616 | 0.07 | 0.07 | 0.03 | 0.03 | 0 | 0 | 0 | 0 | 0 | 0
5617 | 0.06 | 0.06 | 0.03 | 0.03 | 0 | 0 | 0 | 0 | 0 | 0
5618 | 0.05 | 0.05 | 0.02 | 0.02 | 0 | 0 | 0 | 0 | 0 | 0
5619 | 0.05 | 0.05 | 0.02 | 0.02 | 0 | 0 | 0 | 0 | 0 | 0
5620 | 0.06 | 0.06 | 0.03 | 0.03 | 0 | 0 | 0 | 0 | 0 | 0
5621 | 0.05 | 0.05 | 0.03 | 0.03 | 0 | 0 | 0 | 0 | 0 | 0
5622 | 0.1 | 0.1 | 0.05 | 0.05 | 0 | 0 | 0 | 0 | 0 | 0
5623 | 0.1 | 0.1 | 0.05 | 0.05 | 0 | 0 | 0 | 0 | 0 | 0
5624 | 0.07 | 0.07 | 0.03 | 0.03 | 0 | 0 | 0.76 | 0.76 | 0 | 0
5625 | 0.44 | 0.44 | 0.21 | 0.21 | 0 | 0 | 0.31 | 0.31 | 10.06 | 10.06
5626 | 0.11 | 0.11 | 0.05 | 0.05 | 0 | 0 | 0.13 | 0.13 | 0 | 0
5627 | 0.1 | 0.1 | 0.05 | 0.05 | 0 | 0 | 0.05 | 0.05 | 0 | 0
5628 | 0.09 | 0.09 | 0.04 | 0.04 | 0 | 0 | 0.02 | 0.02 | 0 | 0
5629 | 0.08 | 0.08 | 0.04 | 0.04 | 0 | 0 | 0.01 | 0.01 | 0 | 0
5630 | 0.08 | 0.08 | 0.04 | 0.04 | 0 | 0 | 0.01 | 0.01 | 0 | 0
5631 | 0.13 | 0.13 | 0.06 | 0.06 | 0 | 0 | 0.01 | 0.01 | 0 | 0
5632 | 0.38 | 0.38 | 0.18 | 0.18 | 0 | 0 | 0 | 0 | 0 | 0
5633 | 0.3 | 0.3 | 0.15 | 0.15 | 0 | 0 | 0 | 0 | 0 | 0
5634 | 0.3 | 0.3 | 0.15 | 0.15 | 0 | 0 | 0 | 0 | 0 | 0
5635 | 0.26 | 0.26 | 0.12 | 0.12 | 0 | 0 | 0 | 0 | 0 | 0
5636 | 0.38 | 0.38 | 0.18 | 0.18 | 0 | 0 | 0.27 | 0.27 | 0 | 0
5637 | 0.25 | 0.25 | 0.12 | 0.12 | 0 | 0 | 0.11 | 0.11 | 0 | 0
5638 | 0.08 | 0.08 | 0.04 | 0.04 | 0 | 0 | 0.05 | 0.05 | 0 | 0
5639 | 0.05 | 0.05 | 0.02 | 0.02 | 0 | 0 | 0.02 | 0.02 | 0 | 0
5640 | 0.05 | 0.05 | 0.03 | 0.03 | 0 | 0 | 0.01 | 0.01 | 0 | 0
5641 | 0.05 | 0.05 | 0.02 | 0.02 | 0 | 0 | 0.7 | 0.7 | 0 | 0
5642 | 0.04 | 0.04 | 0.02 | 0.02 | 0 | 0 | 0.28 | 0.28 | 0 | 0
5643 | 0.05 | 0.05 | 0.02 | 0.02 | 0 | 0 | 0.91 | 0.91 | 0 | 0
5644 | 0.05 | 0.05 | 0.02 | 0.02 | 0 | 0 | 1.15 | 1.15 | 0 | 0
5645 | 0.05 | 0.05 | 0.02 | 0.02 | 0 | 0 | 0.46 | 0.46 | 0 | 0
5646 | 0.09 | 0.09 | 0.05 | 0.05 | 0 | 0 | 0.19 | 0.19 | 0 | 0
5647 | 0.13 | 0.13 | 0.06 | 0.06 | 0 | 0 | 0.96 | 0.96 | 0 | 0
5648 | 0.09 | 0.09 | 0.04 | 0.04 | 0 | 0 | 0.39 | 0.39 | 0 | 0
5649 | 0.05 | 0.05 | 0.03 | 0.03 | 0 | 0 | 0.16 | 0.16 | 0 | 0
5650 | 0.07 | 0.07 | 0.04 | 0.04 | 0 | 0 | 0.07 | 0.07 | 0 | 0
5651 | 0.11 | 0.11 | 0.05 | 0.05 | 0 | 0 | 0.03 | 0.03 | 0 | 0
5652 | 0.12 | 0.12 | 0.06 | 0.06 | 0 | 0 | 0.01 | 0.01 | 0 | 0
5653 | 0.1 | 0.1 | 0.05 | 0.05 | 0 | 0 | 0.01 | 0.01 | 0 | 0
5654 | 0.11 | 0.11 | 0.05 | 0.05 | 0 | 0 | 0.01 | 0.01 | 0 | 0
5655 | 0.13 | 0.13 | 0.06 | 0.06 | 0 | 0 | 0.13 | 0.13 | 0 | 0
5656 | 0.25 | 0.25 | 0.12 | 0.12 | 0.6862 | 0.6862 | 0.05 | 0.05 | 0 | 0
5657 | 0.21 | 0.21 | 0.1 | 0.1 | 0 | 0 | 0.1 | 0.1 | 0 | 0
5658 | 0.15 | 0.15 | 0.07 | 0.07 | 0 | 0 | 0.04 | 0.04 | 0 | 0
5659 | 0.13 | 0.13 | 0.06 | 0.06 | 0 | 0 | 0.02 | 0.02 | 16.06 | 16.06
5660 | 0.18 | 0.18 | 0.09 | 0.09 | 0 | 0 | 0.01 | 0.01 | 0 | 0
5661 | 0.44 | 0.44 | 0.21 | 0.21 | 0 | 0 | 0.01 | 0.01 | 0 | 0
5662 | 0.18 | 0.18 | 0.09 | 0.09 | 0 | 0 | 0 | 0 | 0 | 0
5663 | 0.08 | 0.08 | 0.04 | 0.04 | 0 | 0 | 0 | 0 | 0 | 0
5664 | 0.05 | 0.05 | 0.02 | 0.02 | 0.6887 | 0.6887 | 0 | 0 | 0 | 0
5665 | 0.05 | 0.05 | 0.02 | 0.02 | 0 | 0 | 0 | 0 | 0 | 0
5666 | 0.04 | 0.04 | 0.02 | 0.02 | 0 | 0 | 0 | 0 | 0 | 0
5667 | 0.05 | 0.05 | 0.02 | 0.02 | 0 | 0 | 0 | 0 | 0 | 0
5668 | 0.04 | 0.04 | 0.02 | 0.02 | 0 | 0 | 0 | 0 | 0 | 0
5669 | 0.05 | 0.05 | 0.02 | 0.02 | 0 | 0 | 0 | 0 | 0 | 0
5670 | 0.08 | 0.08 | 0.04 | 0.04 | 0 | 0 | 0.8 | 0.8 | 0 | 0
5671 | 0.1 | 0.1 | 0.05 | 0.05 | 0 | 0 | 0.32 | 0.32 | 0 | 0
5672 | 0.36 | 0.36 | 0.17 | 0.17 | 0 | 0 | 0.13 | 0.13 | 0 | 0
5673 | 0.29 | 0.29 | 0.14 | 0.14 | 0 | 0 | 0.74 | 0.74 | 0 | 0
5674 | 0.29 | 0.29 | 0.14 | 0.14 | 0 | 0 | 0.3 | 0.3 | 0 | 0
5675 | 0.12 | 0.12 | 0.06 | 0.06 | 0 | 0 | 0.12 | 0.12 | 0 | 0
5676 | 0.17 | 0.17 | 0.08 | 0.08 | 0 | 0 | 0.05 | 0.05 | 0 | 0
5677 | 0.17 | 0.17 | 0.08 | 0.08 | 2.3523 | 2.3523 | 0.02 | 0.02 | 0 | 0
5678 | 0.24 | 0.24 | 0.12 | 0.12 | 0 | 0 | 0.01 | 0.01 | 0 | 0
5679 | 0.29 | 0.29 | 0.14 | 0.14 | 0 | 0 | 0.01 | 0.01 | 0 | 0
5680 | 0.39 | 0.39 | 0.19 | 0.19 | 0 | 0 | 0.01 | 0.01 | 0 | 0
5681 | 0.26 | 0.26 | 0.13 | 0.13 | 0 | 0 | 0 | 0 | 0 | 0
5682 | 0.22 | 0.22 | 0.11 | 0.11 | 0 | 0 | 0 | 0 | 0 | 0
5683 | 0.17 | 0.17 | 0.08 | 0.08 | 0 | 0 | 0 | 0 | 0 | 0
5684 | 0.13 | 0.13 | 0.06 | 0.06 | 0 | 0 | 0 | 0 | 0 | 0
5685 | 0.14 | 0.14 | 0.07 | 0.07 | 0 | 0 | 0 | 0 | 0 | 0
5686 | 0.13 | 0.13 | 0.06 | 0.06 | 0 | 0 | 0 | 0 | 0 | 0
5687 | 0.07 | 0.07 | 0.03 | 0.03 | 0 | 0 | 0 | 0 | 0 | 0
5688 | 0.05 | 0.05 | 0.02 | 0.02 | 5.0034 | 5.0034 | 0 | 0 | 0 | 0
5689 | 0.04 | 0.04 | 0.02 | 0.02 | 0 | 0 | 0.63 | 0.63 | 0 | 0
5690 | 0.05 | 0.05 | 0.02 | 0.02 | 0 | 0 | 0.25 | 0.25 | 0 | 0
5691 | 0.05 | 0.05 | 0.02 | 0.02 | 0 | 0 | 0.1 | 0.1 | 0 | 0
5692 | 0.04 | 0.04 | 0.02 | 0.02 | 0 | 0 | 0.04 | 0.04 | 0 | 0
5693 | 0.05 | 0.05 | 0.02 | 0.02 | 0 | 0 | 0.02 | 0.02 | 0 | 0
5694 | 0.16 | 0.16 | 0.08 | 0.08 | 0 | 0 | 0.01 | 0.01 | 0 | 0
5695 | 0.1 | 0.1 | 0.05 | 0.05 | 0 | 0 | 0.01 | 0.01 | 0 | 0
5696 | 0.14 | 0.14 | 0.07 | 0.07 | 0 | 0 | 0.01 | 0.01 | 0 | 0
5697 | 0.12 | 0.12 | 0.06 | 0.06 | 0 | 0 | 0 | 0 | 0 | 0
5698 | 0.19 | 0.19 | 0.09 | 0.09 | 0 | 0 | 0 | 0 | 0 | 0
5699 | 0.13 | 0.13 | 0.06 | 0.06 | 0 | 0 | 0 | 0 | 0 | 0
5700 | 0.09 | 0.09 | 0.05 | 0.05 | 0 | 0 | 0.33 | 0.33 | 0 | 0
5701 | 0.18 | 0.18 | 0.09 | 0.09 | 0 | 0 | 0.13 | 0.13 | 0 | 0
5702 | 0.18 | 0.18 | 0.09 | 0.09 | 0 | 0 | 0.06 | 0.06 | 0 | 0
5703 | 0.31 | 0.31 | 0.15 | 0.15 | 0 | 0 | 0.03 | 0.03 | 0 | 0
5704 | 0.17 | 0.17 | 0.08 | 0.08 | 0 | 0 | 0.01 | 0.01 | 0 | 0
5705 | 0.18 | 0.18 | 0.09 | 0.09 | 0 | 0 | 0.01 | 0.01 | 0 | 0
5706 | 0.28 | 0.28 | 0.14 | 0.14 | 0 | 0 | 0.01 | 0.01 | 0 | 0
5707 | 0.17 | 0.17 | 0.08 | 0.08 | 0 | 0 | 0 | 0 | 0 | 0
5708 | 0.15 | 0.15 | 0.07 | 0.07 | 0 | 0 | 0 | 0 | 11.53 | 11.53
5709 | 0.13 | 0.13 | 0.06 | 0.06 | 0 | 0 | 0 | 0 | 0 | 0
5710 | 0.11 | 0.11 | 0.05 | 0.05 | 0 | 0 | 0 | 0 | 0 | 0
5711 | 0.08 | 0.08 | 0.04 | 0.04 | 0 | 0 | 0 | 0 | 0 | 0
5712 | 0.07 | 0.07 | 0.03 | 0.03 | 0 | 0 | 0 | 0 | 0 | 0
5713 | 0.07 | 0.07 | 0.03 | 0.03 | 0 | 0 | 0.77 | 0.77 | 0 | 0
5714 | 0.06 | 0.06 | 0.03 | 0.03 | 0 | 0 | 0.31 | 0.31 | 0 | 0
5715 | 0.08 | 0.08 | 0.04 | 0.04 | 0 | 0 | 0.13 | 0.13 | 0 | 0
5716 | 0.07 | 0.07 | 0.03 | 0.03 | 9.9 | 9.9 | 0.05 | 0.05 | 0 | 0
5717 | 0.04 | 0.04 | 0.02 | 0.02 | 1.4974 | 1.4974 | 0.95 | 0.95 | 0 | 0
5718 | 0.14 | 0.14 | 0.07 | 0.07 | 0 | 0 | 0.38 | 0.38 | 0 | 0
5719 | 0.18 | 0.18 | 0.09 | 0.09 | 0 | 0 | 1.13 | 1.13 | 0 | 0
5720 | 0.25 | 0.25 | 0.12 | 0.12 | 0 | 0 | 0.45 | 0.45 | 0 | 0
5721 | 0.23 | 0.23 | 0.11 | 0.11 | 0 | 0 | 0.18 | 0.18 | 0 | 0
5722 | 0.23 | 0.23 | 0.11 | 0.11 | 0 | 0 | 0.08 | 0.08 | 0 | 0
5723 | 0.14 | 0.14 | 0.07 | 0.07 | 0 | 0 | 0.03 | 0.03 | 0 | 0
5724 | 0.09 | 0.09 | 0.04 | 0.04 | 0 | 0 | 0.02 | 0.02 | 0 | 0
5725 | 0.06 | 0.06 | 0.03 | 0.03 | 0 | 0 | 0.03 | 0.03 | 0 | 0
5726 | 0.06 | 0.06 | 0.03 | 0.03 | 0 | 0 | 0.01 | 0.01 | 0 | 0
5727 | 0.08 | 0.08 | 0.04 | 0.04 | 0 | 0 | 0.01 | 0.01 | 0 | 0
5728 | 0.08 | 0.08 | 0.04 | 0.04 | 0 | 0 | 0.01 | 0.01 | 0 | 0
5729 | 0.11 | 0.11 | 0.06 | 0.06 | 0 | 0 | 0 | 0 | 0 | 0
5730 | 0.14 | 0.14 | 0.07 | 0.07 | 0 | 0 | 0 | 0 | 0 | 0
5731 | 0.13 | 0.13 | 0.06 | 0.06 | 0 | 0 | 0 | 0 | 0 | 0
5732 | 0.16 | 0.16 | 0.08 | 0.08 | 0 | 0 | 0 | 0 | 0 | 0
5733 | 0.11 | 0.11 | 0.05 | 0.05 | 0 | 0 | 0 | 0 | 0 | 0
5734 | 0.1 | 0.1 | 0.05 | 0.05 | 0 | 0 | 0 | 0 | 0 | 0
5735 | 0.09 | 0.09 | 0.04 | 0.04 | 0 | 0 | 0 | 0 | 0 | 0
5736 | 0.07 | 0.07 | 0.03 | 0.03 | 0 | 0 | 0 | 0 | 0 | 0
5737 | 0.06 | 0.06 | 0.03 | 0.03 | 0 | 0 | 0 | 0 | 0 | 0
5738 | 0.05 | 0.05 | 0.02 | 0.02 | 0 | 0 | 0 | 0 | 0 | 0
5739 | 0.05 | 0.05 | 0.03 | 0.03 | 0 | 0 | 0 | 0 | 0 | 0
5740 | 0.05 | 0.05 | 0.02 | 0.02 | 0 | 0 | 0 | 0 | 0 | 0
5741 | 0.05 | 0.05 | 0.02 | 0.02 | 0 | 0 | 0.45 | 0.45 | 0 | 0
5742 | 0.09 | 0.09 | 0.04 | 0.04 | 0 | 0 | 0.18 | 0.18 | 0 | 0
5743 | 0.17 | 0.17 | 0.08 | 0.08 | 0 | 0 | 0.08 | 0.08 | 0 | 0
5744 | 0.05 | 0.05 | 0.02 | 0.02 | 0 | 0 | 0.03 | 0.03 | 0 | 0
5745 | 0.11 | 0.11 | 0.05 | 0.05 | 0 | 0 | 0.02 | 0.02 | 0 | 0
5746 | 0.2 | 0.2 | 0.1 | 0.1 | 0 | 0 | 0.01 | 0.01 | 0 | 0
5747 | 0.05 | 0.05 | 0.02 | 0.02 | 0 | 0 | 0.01 | 0.01 | 0 | 0
5748 | 0.09 | 0.09 | 0.04 | 0.04 | 0 | 0 | 0 | 0 | 11.82 | 11.82
5749 | 0.07 | 0.07 | 0.03 | 0.03 | 0 | 0 | 0 | 0 | 0 | 0
5750 | 0.09 | 0.09 | 0.04 | 0.04 | 0 | 0 | 0 | 0 | 0 | 0
5751 | 0.06 | 0.06 | 0.03 | 0.03 | 0 | 0 | 0 | 0 | 0 | 0
5752 | 0.05 | 0.05 | 0.03 | 0.03 | 0 | 0 | 0 | 0 | 0 | 0
5753 | 0.08 | 0.08 | 0.04 | 0.04 | 0 | 0 | 0 | 0 | 0 | 0
5754 | 0.75 | 0.75 | 0.36 | 0.36 | 0 | 0 | 0 | 0 | 0 | 0
5755 | 0.36 | 0.36 | 0.17 | 0.17 | 0 | 0 | 0 | 0 | 0 | 0
5756 | 0.24 | 0.24 | 0.12 | 0.12 | 0 | 0 | 0 | 0 | 0 | 0
5757 | 0.11 | 0.11 | 0.05 | 0.05 | 8.6777 | 8.6777 | 0 | 0 | 0 | 0
5758 | 0.07 | 0.07 | 0.04 | 0.04 | 0 | 0 | 0 | 0 | 0 | 0
5759 | 0.09 | 0.09 | 0.04 | 0.04 | 0 | 0 | 0 | 0 | 0 | 0
5760 | 0.09 | 0.09 | 0.04 | 0.04 | 0 | 0 | 0 | 0 | 0 | 0
5761 | 0.07 | 0.07 | 0.03 | 0.03 | 0 | 0 | 0 | 0 | 0 | 0
5762 | 0.06 | 0.06 | 0.03 | 0.03 | 0 | 0 | 0 | 0 | 0 | 0
5763 | 0.06 | 0.06 | 0.03 | 0.03 | 0 | 0 | 0 | 0 | 0 | 0
5764 | 0.04 | 0.04 | 0.02 | 0.02 | 0 | 0 | 0 | 0 | 0 | 0
5765 | 0.05 | 0.05 | 0.02 | 0.02 | 0 | 0 | 0 | 0 | 0 | 0
5766 | 0.14 | 0.14 | 0.07 | 0.07 | 0 | 0 | 0 | 0 | 0 | 0
5767 | 0.5 | 0.5 | 0.24 | 0.24 | 0 | 0 | 0 | 0 | 0 | 0
5768 | 0.11 | 0.11 | 0.05 | 0.05 | 0 | 0 | 0 | 0 | 0 | 0
5769 | 0.08 | 0.08 | 0.04 | 0.04 | 0 | 0 | 0 | 0 | 0 | 0
5770 | 0.19 | 0.19 | 0.09 | 0.09 | 0 | 0 | 0 | 0 | 0 | 0
5771 | 0.21 | 0.21 | 0.1 | 0.1 | 0 | 0 | 0 | 0 | 0 | 0
5772 | 0.15 | 0.15 | 0.07 | 0.07 | 0 | 0 | 0 | 0 | 0 | 0
5773 | 0.08 | 0.08 | 0.04 | 0.04 | 0 | 0 | 0 | 0 | 0 | 0
5774 | 0.12 | 0.12 | 0.06 | 0.06 | 0 | 0 | 0 | 0 | 0 | 0
5775 | 0.15 | 0.15 | 0.07 | 0.07 | 0 | 0 | 0 | 0 | 11.79 | 11.79
5776 | 0.16 | 0.16 | 0.08 | 0.08 | 0 | 0 | 0 | 0 | 0 | 0
5777 | 0.25 | 0.25 | 0.12 | 0.12 | 0.5077 | 0.5077 | 0 | 0 | 0 | 0
5778 | 0.36 | 0.36 | 0.17 | 0.17 | 0 | 0 | 0 | 0 | 0 | 0
5779 | 0.2 | 0.2 | 0.09 | 0.09 | 0 | 0 | 0 | 0 | 0 | 0
5780 | 0.21 | 0.21 | 0.1 | 0.1 | 0 | 0 | 0 | 0 | 0 | 0
5781 | 0.25 | 0.25 | 0.12 | 0.12 | 0 | 0 | 0 | 0 | 0 | 0
5782 | 0.1 | 0.1 | 0.05 | 0.05 | 0 | 0 | 0 | 0 | 0 | 0
5783 | 0.05 | 0.05 | 0.03 | 0.03 | 0 | 0 | 0 | 0 | 0 | 0
5784 | 0.06 | 0.06 | 0.03 | 0.03 | 0 | 0 | 0 | 0 | 0 | 0
5785 | 0.05 | 0.05 | 0.03 | 0.03 | 0 | 0 | 0 | 0 | 0 | 0
5786 | 0.05 | 0.05 | 0.02 | 0.02 | 0 | 0 | 0 | 0 | 0 | 0
5787 | 0.05 | 0.05 | 0.02 | 0.02 | 0 | 0 | 0 | 0 | 0 | 0
5788 | 0.06 | 0.06 | 0.03 | 0.03 | 0 | 0 | 0 | 0 | 0 | 0
5789 | 0.06 | 0.06 | 0.03 | 0.03 | 0 | 0 | 0 | 0 | 0 | 0
5790 | 0.14 | 0.14 | 0.07 | 0.07 | 0 | 0 | 0 | 0 | 0 | 0
5791 | 0.16 | 0.16 | 0.08 | 0.08 | 0 | 0 | 0 | 0 | 0 | 0
5792 | 0.09 | 0.09 | 0.04 | 0.04 | 0 | 0 | 0 | 0 | 0 | 0
5793 | 0.33 | 0.33 | 0.16 | 0.16 | 0 | 0 | 0 | 0 | 0 | 0
5794 | 0.4 | 0.4 | 0.19 | 0.19 | 0 | 0 | 0 | 0 | 0 | 0
5795 | 0.21 | 0.21 | 0.1 | 0.1 | 0 | 0 | 0 | 0 | 0 | 0
5796 | 0.48 | 0.48 | 0.23 | 0.23 | 0 | 0 | 0 | 0 | 0 | 0
5797 | 0.11 | 0.11 | 0.06 | 0.06 | 0 | 0 | 0 | 0 | 0 | 0
5798 | 0.13 | 0.13 | 0.06 | 0.06 | 0 | 0 | 0 | 0 | 0 | 0
5799 | 0.14 | 0.14 | 0.07 | 0.07 | 0 | 0 | 0 | 0 | 0 | 0
5800 | 0.21 | 0.21 | 0.1 | 0.1 | 0 | 0 | 0 | 0 | 0 | 0
5801 | 0.28 | 0.28 | 0.14 | 0.14 | 0 | 0 | 0 | 0 | 0 | 0
5802 | 0.21 | 0.21 | 0.1 | 0.1 | 0 | 0 | 0 | 0 | 0 | 0
5803 | 0.22 | 0.22 | 0.11 | 0.11 | 0 | 0 | 0 | 0 | 0 | 0
5804 | 0.13 | 0.13 | 0.06 | 0.06 | 0 | 0 | 0 | 0 | 0 | 0
5805 | 0.14 | 0.14 | 0.07 | 0.07 | 0 | 0 | 0.52 | 0.52 | 0 | 0
5806 | 0.27 | 0.27 | 0.13 | 0.13 | 0 | 0 | 0.21 | 0.21 | 0 | 0
5807 | 0.09 | 0.09 | 0.05 | 0.05 | 4.0165 | 4.0165 | 0.09 | 0.09 | 0 | 0
5808 | 0.05 | 0.05 | 0.02 | 0.02 | 0 | 0 | 0.04 | 0.04 | 0 | 0
5809 | 0.05 | 0.05 | 0.02 | 0.02 | 0 | 0 | 0.02 | 0.02 | 0 | 0
5810 | 0.07 | 0.07 | 0.03 | 0.03 | 0 | 0 | 0.01 | 0.01 | 0 | 0
5811 | 0.06 | 0.06 | 0.03 | 0.03 | 0 | 0 | 0.01 | 0.01 | 0 | 0
5812 | 0.05 | 0.05 | 0.03 | 0.03 | 0 | 0 | 0 | 0 | 0 | 0
5813 | 0.06 | 0.06 | 0.03 | 0.03 | 0 | 0 | 0.67 | 0.67 | 0 | 0
5814 | 0.11 | 0.11 | 0.05 | 0.05 | 0 | 0 | 0.27 | 0.27 | 0 | 0
5815 | 0.12 | 0.12 | 0.06 | 0.06 | 0 | 0 | 0.11 | 0.11 | 0 | 0
5816 | 0.06 | 0.06 | 0.03 | 0.03 | 0 | 0 | 0.05 | 0.05 | 0 | 0
5817 | 0.16 | 0.16 | 0.08 | 0.08 | 0 | 0 | 0.02 | 0.02 | 0 | 0
5818 | 0.1 | 0.1 | 0.05 | 0.05 | 0 | 0 | 0.01 | 0.01 | 0 | 0
5819 | 0.28 | 0.28 | 0.13 | 0.13 | 0 | 0 | 0.65 | 0.65 | 0 | 0
5820 | 0.1 | 0.1 | 0.05 | 0.05 | 0 | 0 | 0.26 | 0.26 | 0 | 0
5821 | 0.06 | 0.06 | 0.03 | 0.03 | 0 | 0 | 0.11 | 0.11 | 0 | 0
5822 | 0.17 | 0.17 | 0.08 | 0.08 | 0 | 0 | 0.05 | 0.05 | 0 | 0
5823 | 0.18 | 0.18 | 0.09 | 0.09 | 0 | 0 | 0.02 | 0.02 | 0 | 0
5824 | 0.28 | 0.28 | 0.13 | 0.13 | 0 | 0 | 0.01 | 0.01 | 0 | 0
5825 | 0.25 | 0.25 | 0.12 | 0.12 | 0 | 0 | 0.34 | 0.34 | 0 | 0
5826 | 0.25 | 0.25 | 0.12 | 0.12 | 0 | 0 | 0.14 | 0.14 | 0 | 0
5827 | 0.2 | 0.2 | 0.1 | 0.1 | 0 | 0 | 0.06 | 0.06 | 0 | 0
5828 | 0.13 | 0.13 | 0.06 | 0.06 | 0 | 0 | 0.03 | 0.03 | 10.04 | 10.04
5829 | 0.09 | 0.09 | 0.04 | 0.04 | 0 | 0 | 0.01 | 0.01 | 0 | 0
5830 | 0.04 | 0.04 | 0.02 | 0.02 | 0 | 0 | 0.01 | 0.01 | 0 | 0
5831 | 0.07 | 0.07 | 0.03 | 0.03 | 1.3689 | 1.3689 | 0.01 | 0.01 | 0 | 0
5832 | 0.07 | 0.07 | 0.03 | 0.03 | 0 | 0 | 0 | 0 | 0 | 0
5833 | 0.05 | 0.05 | 0.02 | 0.02 | 0 | 0 | 0 | 0 | 0 | 0
5834 | 0.06 | 0.06 | 0.03 | 0.03 | 0 | 0 | 0.72 | 0.72 | 0 | 0
5835 | 0.05 | 0.05 | 0.02 | 0.02 | 0 | 0 | 0.29 | 0.29 | 0 | 0
5836 | 0.05 | 0.05 | 0.03 | 0.03 | 0 | 0 | 0.12 | 0.12 | 0 | 0
5837 | 0.06 | 0.06 | 0.03 | 0.03 | 0 | 0 | 0.05 | 0.05 | 0 | 0
5838 | 0.08 | 0.08 | 0.04 | 0.04 | 0 | 0 | 0.02 | 0.02 | 0 | 0
5839 | 0.16 | 0.16 | 0.08 | 0.08 | 0 | 0 | 0.01 | 0.01 | 0 | 0
5840 | 0.12 | 0.12 | 0.06 | 0.06 | 0 | 0 | 0.01 | 0.01 | 0 | 0
5841 | 0.27 | 0.27 | 0.13 | 0.13 | 0 | 0 | 0.01 | 0.01 | 0 | 0
5842 | 0.12 | 0.12 | 0.06 | 0.06 | 0 | 0 | 0 | 0 | 0 | 0
5843 | 0.08 | 0.08 | 0.04 | 0.04 | 0 | 0 | 0 | 0 | 0 | 0
5844 | 0.51 | 0.51 | 0.24 | 0.24 | 0 | 0 | 0 | 0 | 0 | 0
5845 | 0.11 | 0.11 | 0.05 | 0.05 | 0 | 0 | 0 | 0 | 0 | 0
5846 | 0.2 | 0.2 | 0.1 | 0.1 | 0 | 0 | 0.34 | 0.34 | 0 | 0
5847 | 0.34 | 0.34 | 0.16 | 0.16 | 0 | 0 | 0.14 | 0.14 | 0 | 0
5848 | 0.25 | 0.25 | 0.12 | 0.12 | 0 | 0 | 0.06 | 0.06 | 0 | 0
5849 | 0.31 | 0.31 | 0.15 | 0.15 | 0 | 0 | 0.19 | 0.19 | 0 | 0
5850 | 0.33 | 0.33 | 0.16 | 0.16 | 0 | 0 | 0.08 | 0.08 | 0 | 0
5851 | 0.21 | 0.21 | 0.1 | 0.1 | 0 | 0 | 0.03 | 0.03 | 0 | 0
5852 | 0.15 | 0.15 | 0.07 | 0.07 | 0 | 0 | 0.29 | 0.29 | 0 | 0
5853 | 0.26 | 0.26 | 0.13 | 0.13 | 0.7512 | 0.7512 | 0.12 | 0.12 | 0 | 0
5854 | 0.15 | 0.15 | 0.07 | 0.07 | 0 | 0 | 0.05 | 0.05 | 0 | 0
5855 | 0.15 | 0.15 | 0.07 | 0.07 | 0 | 0 | 0.02 | 0.02 | 0 | 0
5856 | 0.06 | 0.06 | 0.03 | 0.03 | 0 | 0 | 0.01 | 0.01 | 0 | 0
5857 | 0.06 | 0.06 | 0.03 | 0.03 | 0 | 0 | 0.01 | 0.01 | 0 | 0
5858 | 0.06 | 0.06 | 0.03 | 0.03 | 0 | 0 | 0.71 | 0.71 | 0 | 0
5859 | 0.07 | 0.07 | 0.03 | 0.03 | 0 | 0 | 0.29 | 0.29 | 0 | 0
5860 | 0.05 | 0.05 | 0.02 | 0.02 | 0 | 0 | 0.12 | 0.12 | 0 | 0
5861 | 0.06 | 0.06 | 0.03 | 0.03 | 0 | 0 | 0.05 | 0.05 | 0 | 0
5862 | 0.07 | 0.07 | 0.04 | 0.04 | 0 | 0 | 0.02 | 0.02 | 0 | 0
5863 | 0.48 | 0.48 | 0.23 | 0.23 | 0 | 0 | 0.01 | 0.01 | 0 | 0
5864 | 0.7 | 0.7 | 0.34 | 0.34 | 0 | 0 | 0.62 | 0.62 | 0 | 0
5865 | 0.57 | 0.57 | 0.28 | 0.28 | 0 | 0 | 0.25 | 0.25 | 0 | 0
5866 | 0.18 | 0.18 | 0.09 | 0.09 | 0 | 0 | 0.1 | 0.1 | 0 | 0
5867 | 0.14 | 0.14 | 0.07 | 0.07 | 0 | 0 | 0.04 | 0.04 | 0 | 0
5868 | 0.23 | 0.23 | 0.11 | 0.11 | 0 | 0 | 0.53 | 0.53 | 0 | 0
5869 | 0.18 | 0.18 | 0.09 | 0.09 | 0 | 0 | 0.21 | 0.21 | 0 | 0
5870 | 0.13 | 0.13 | 0.06 | 0.06 | 0 | 0 | 0.09 | 0.09 | 0 | 0
5871 | 0.07 | 0.07 | 0.04 | 0.04 | 0 | 0 | 0.04 | 0.04 | 0 | 0
5872 | 0.13 | 0.13 | 0.06 | 0.06 | 0 | 0 | 0.02 | 0.02 | 0 | 0
5873 | 0.16 | 0.16 | 0.08 | 0.08 | 0 | 0 | 0.01 | 0.01 | 0 | 0
5874 | 0.24 | 0.24 | 0.11 | 0.11 | 0 | 0 | 0.01 | 0.01 | 0 | 0
5875 | 0.21 | 0.21 | 0.1 | 0.1 | 0 | 0 | 0 | 0 | 0 | 0
5876 | 0.17 | 0.17 | 0.08 | 0.08 | 7.7321 | 7.7321 | 0 | 0 | 0 | 0
5877 | 0.16 | 0.16 | 0.08 | 0.08 | 0 | 0 | 0 | 0 | 0 | 0
5878 | 0.1 | 0.1 | 0.05 | 0.05 | 0 | 0 | 0 | 0 | 10.09 | 10.09
5879 | 0.08 | 0.08 | 0.04 | 0.04 | 0 | 0 | 0 | 0 | 0 | 0
5880 | 0.06 | 0.06 | 0.03 | 0.03 | 0 | 0 | 0.54 | 0.54 | 0 | 0
5881 | 0.05 | 0.05 | 0.02 | 0.02 | 0 | 0 | 0.22 | 0.22 | 0 | 0
5882 | 0.06 | 0.06 | 0.03 | 0.03 | 0 | 0 | 0.09 | 0.09 | 0 | 0
5883 | 0.05 | 0.05 | 0.03 | 0.03 | 0 | 0 | 0.04 | 0.04 | 0 | 0
5884 | 0.05 | 0.05 | 0.03 | 0.03 | 0 | 0 | 0.02 | 0.02 | 0 | 0
5885 | 0.05 | 0.05 | 0.02 | 0.02 | 0 | 0 | 0.01 | 0.01 | 0 | 0
5886 | 0.1 | 0.1 | 0.05 | 0.05 | 0 | 0 | 0.01 | 0.01 | 0 | 0
5887 | 0.18 | 0.18 | 0.09 | 0.09 | 0 | 0 | 0 | 0 | 0 | 0
5888 | 0.12 | 0.12 | 0.06 | 0.06 | 0 | 0 | 0 | 0 | 0 | 0
5889 | 0.06 | 0.06 | 0.03 | 0.03 | 0 | 0 | 0.78 | 0.78 | 0 | 0
5890 | 0.22 | 0.22 | 0.11 | 0.11 | 0 | 0 | 0.32 | 0.32 | 0 | 0
5891 | 0.08 | 0.08 | 0.04 | 0.04 | 0 | 0 | 0.13 | 0.13 | 0 | 0
5892 | 0.07 | 0.07 | 0.04 | 0.04 | 0 | 0 | 0.05 | 0.05 | 0 | 0
5893 | 0.18 | 0.18 | 0.08 | 0.08 | 0 | 0 | 0.02 | 0.02 | 0 | 0
5894 | 0.39 | 0.39 | 0.19 | 0.19 | 0 | 0 | 0.01 | 0.01 | 0 | 0
5895 | 0.27 | 0.27 | 0.13 | 0.13 | 0 | 0 | 0.01 | 0.01 | 0 | 0
5896 | 0.12 | 0.12 | 0.06 | 0.06 | 0 | 0 | 0.01 | 0.01 | 0 | 0
5897 | 0.2 | 0.2 | 0.1 | 0.1 | 1.457 | 1.457 | 0 | 0 | 0 | 0
5898 | 0.22 | 0.22 | 0.11 | 0.11 | 0 | 0 | 0 | 0 | 0 | 0
5899 | 0.15 | 0.15 | 0.07 | 0.07 | 0 | 0 | 0 | 0 | 0 | 0
5900 | 0.14 | 0.14 | 0.07 | 0.07 | 0 | 0 | 0 | 0 | 0 | 0
5901 | 0.1 | 0.1 | 0.05 | 0.05 | 0 | 0 | 0 | 0 | 0 | 0
5902 | 0.08 | 0.08 | 0.04 | 0.04 | 0 | 0 | 0 | 0 | 0 | 0
5903 | 0.09 | 0.09 | 0.04 | 0.04 | 0 | 0 | 0 | 0 | 0 | 0
5904 | 0.06 | 0.06 | 0.03 | 0.03 | 0 | 0 | 0 | 0 | 0 | 0
5905 | 0.06 | 0.06 | 0.03 | 0.03 | 0 | 0 | 0 | 0 | 0 | 0
5906 | 0.05 | 0.05 | 0.03 | 0.03 | 0 | 0 | 0 | 0 | 0 | 0
5907 | 0.05 | 0.05 | 0.03 | 0.03 | 0 | 0 | 0 | 0 | 0 | 0
5908 | 0.05 | 0.05 | 0.03 | 0.03 | 0 | 0 | 0 | 0 | 0 | 0
5909 | 0.06 | 0.06 | 0.03 | 0.03 | 0 | 0 | 0 | 0 | 17.15 | 17.15
5910 | 0.1 | 0.1 | 0.05 | 0.05 | 0 | 0 | 0 | 0 | 0 | 0
5911 | 0.08 | 0.08 | 0.04 | 0.04 | 0 | 0 | 0 | 0 | 0 | 0
5912 | 0.16 | 0.16 | 0.08 | 0.08 | 0 | 0 | 0.83 | 0.83 | 0 | 0
5913 | 0.07 | 0.07 | 0.04 | 0.04 | 0 | 0 | 0.34 | 0.34 | 0 | 0
5914 | 0.09 | 0.09 | 0.04 | 0.04 | 0 | 0 | 0.8 | 0.8 | 0 | 0
5915 | 0.11 | 0.11 | 0.05 | 0.05 | 0 | 0 | 0.32 | 0.32 | 0 | 0
5916 | 0.06 | 0.06 | 0.03 | 0.03 | 0 | 0 | 0.13 | 0.13 | 0 | 0
5917 | 0.12 | 0.12 | 0.06 | 0.06 | 0 | 0 | 0.06 | 0.06 | 0 | 0
5918 | 0.14 | 0.14 | 0.07 | 0.07 | 0 | 0 | 0.03 | 0.03 | 0 | 0
5919 | 0.1 | 0.1 | 0.05 | 0.05 | 0 | 0 | 0.01 | 0.01 | 0 | 0
5920 | 0.17 | 0.17 | 0.08 | 0.08 | 0 | 0 | 0.01 | 0.01 | 0 | 0
5921 | 0.32 | 0.32 | 0.16 | 0.16 | 0 | 0 | 0.01 | 0.01 | 0 | 0
5922 | 0.21 | 0.21 | 0.1 | 0.1 | 0 | 0 | 0 | 0 | 0 | 0
5923 | 0.19 | 0.19 | 0.09 | 0.09 | 0.6825 | 0.6825 | 0 | 0 | 0 | 0
5924 | 0.19 | 0.19 | 0.09 | 0.09 | 0 | 0 | 0 | 0 | 0 | 0
5925 | 0.64 | 0.64 | 0.31 | 0.31 | 0 | 0 | 0.23 | 0.23 | 0 | 0
5926 | 0.2 | 0.2 | 0.1 | 0.1 | 0 | 0 | 0.57 | 0.57 | 0 | 0
5927 | 0.07 | 0.07 | 0.03 | 0.03 | 0 | 0 | 0.83 | 0.83 | 0 | 0
5928 | 0.06 | 0.06 | 0.03 | 0.03 | 0 | 0 | 0.34 | 0.34 | 0 | 0
5929 | 0.06 | 0.06 | 0.03 | 0.03 | 0 | 0 | 0.14 | 0.14 | 0 | 0
5930 | 0.05 | 0.05 | 0.02 | 0.02 | 0 | 0 | 0.56 | 0.56 | 0 | 0
5931 | 0.05 | 0.05 | 0.02 | 0.02 | 0 | 0 | 0.94 | 0.94 | 0 | 0
5932 | 0.07 | 0.07 | 0.03 | 0.03 | 0 | 0 | 0.38 | 0.38 | 0 | 0
5933 | 0.05 | 0.05 | 0.03 | 0.03 | 0 | 0 | 0.15 | 0.15 | 0 | 0
5934 | 0.11 | 0.11 | 0.05 | 0.05 | 0 | 0 | 0.89 | 0.89 | 0 | 0
5935 | 0.09 | 0.09 | 0.04 | 0.04 | 0 | 0 | 1.01 | 1.01 | 0 | 0
5936 | 0.1 | 0.1 | 0.05 | 0.05 | 0 | 0 | 0.85 | 0.85 | 0 | 0
5937 | 0.05 | 0.05 | 0.02 | 0.02 | 0 | 0 | 0.34 | 0.34 | 0 | 0
5938 | 0.09 | 0.09 | 0.04 | 0.04 | 0 | 0 | 0.14 | 0.14 | 0 | 0
5939 | 0.46 | 0.46 | 0.22 | 0.22 | 0 | 0 | 0.06 | 0.06 | 0 | 0
5940 | 0.14 | 0.14 | 0.07 | 0.07 | 0 | 0 | 0.03 | 0.03 | 0 | 0
5941 | 0.09 | 0.09 | 0.04 | 0.04 | 0 | 0 | 0.01 | 0.01 | 0 | 0
5942 | 0.23 | 0.23 | 0.11 | 0.11 | 0 | 0 | 0.01 | 0.01 | 0 | 0
5943 | 0.24 | 0.24 | 0.12 | 0.12 | 0 | 0 | 0.01 | 0.01 | 0 | 0
5944 | 0.43 | 0.43 | 0.21 | 0.21 | 0 | 0 | 0 | 0 | 0 | 0
5945 | 0.26 | 0.26 | 0.13 | 0.13 | 0 | 0 | 0 | 0 | 0 | 0
5946 | 0.31 | 0.31 | 0.15 | 0.15 | 0 | 0 | 0 | 0 | 0 | 0
5947 | 0.22 | 0.22 | 0.1 | 0.1 | 0 | 0 | 0 | 0 | 0 | 0
5948 | 0.19 | 0.19 | 0.09 | 0.09 | 0 | 0 | 0 | 0 | 0 | 0
5949 | 0.12 | 0.12 | 0.06 | 0.06 | 0 | 0 | 0 | 0 | 0 | 0
5950 | 0.06 | 0.06 | 0.03 | 0.03 | 0 | 0 | 0 | 0 | 0 | 0
5951 | 0.08 | 0.08 | 0.04 | 0.04 | 1.8087 | 1.8087 | 0 | 0 | 0 | 0
5952 | 0.06 | 0.06 | 0.03 | 0.03 | 0 | 0 | 0 | 0 | 0 | 0
5953 | 0.06 | 0.06 | 0.03 | 0.03 | 0 | 0 | 0 | 0 | 0 | 0
5954 | 0.04 | 0.04 | 0.02 | 0.02 | 0 | 0 | 0 | 0 | 0 | 0
5955 | 0.06 | 0.06 | 0.03 | 0.03 | 0 | 0 | 0 | 0 | 0 | 0
5956 | 0.05 | 0.05 | 0.03 | 0.03 | 0 | 0 | 0.77 | 0.77 | 0 | 0
5957 | 0.08 | 0.08 | 0.04 | 0.04 | 0 | 0 | 0.31 | 0.31 | 0 | 0
5958 | 0.07 | 0.07 | 0.03 | 0.03 | 0 | 0 | 0.9 | 0.9 | 0 | 0
5959 | 0.2 | 0.2 | 0.1 | 0.1 | 0 | 0 | 0.77 | 0.77 | 0 | 0
5960 | 0.31 | 0.31 | 0.15 | 0.15 | 0 | 0 | 0.6 | 0.6 | 0 | 0
5961 | 0.12 | 0.12 | 0.06 | 0.06 | 0 | 0 | 0.24 | 0.24 | 0 | 0
5962 | 0.32 | 0.32 | 0.16 | 0.16 | 0 | 0 | 0.1 | 0.1 | 0 | 0
5963 | 0.11 | 0.11 | 0.05 | 0.05 | 0 | 0 | 0.04 | 0.04 | 0 | 0
5964 | 0.19 | 0.19 | 0.09 | 0.09 | 0 | 0 | 0.02 | 0.02 | 0 | 0
5965 | 0.35 | 0.35 | 0.17 | 0.17 | 0 | 0 | 0.01 | 0.01 | 9.95 | 9.95
5966 | 0.27 | 0.27 | 0.13 | 0.13 | 0 | 0 | 0.01 | 0.01 | 0 | 0
5967 | 0.43 | 0.43 | 0.21 | 0.21 | 0 | 0 | 0.57 | 0.57 | 0 | 0
5968 | 0.36 | 0.36 | 0.17 | 0.17 | 0 | 0 | 0.23 | 0.23 | 0 | 0
5969 | 0.38 | 0.38 | 0.18 | 0.18 | 0 | 0 | 0.65 | 0.65 | 0 | 0
5970 | 0.31 | 0.31 | 0.15 | 0.15 | 0 | 0 | 0.26 | 0.26 | 0 | 0
5971 | 0.24 | 0.24 | 0.11 | 0.11 | 0 | 0 | 0.72 | 0.72 | 0 | 0
5972 | 0.17 | 0.17 | 0.08 | 0.08 | 0 | 0 | 0.29 | 0.29 | 0 | 0
5973 | 0.14 | 0.14 | 0.07 | 0.07 | 0.8187 | 0.8187 | 0.12 | 0.12 | 0 | 0
5974 | 0.12 | 0.12 | 0.06 | 0.06 | 0 | 0 | 0.05 | 0.05 | 0 | 0
5975 | 0.07 | 0.07 | 0.04 | 0.04 | 0 | 0 | 0.02 | 0.02 | 0 | 0
5976 | 0.07 | 0.07 | 0.03 | 0.03 | 0 | 0 | 0.8 | 0.8 | 0 | 0
5977 | 0.05 | 0.05 | 0.02 | 0.02 | 0 | 0 | 0.32 | 0.32 | 0 | 0
5978 | 0.05 | 0.05 | 0.03 | 0.03 | 0 | 0 | 0.94 | 0.94 | 0 | 0
5979 | 0.06 | 0.06 | 0.03 | 0.03 | 0 | 0 | 0.38 | 0.38 | 0 | 0
5980 | 0.04 | 0.04 | 0.02 | 0.02 | 0 | 0 | 0.15 | 0.15 | 0 | 0
5981 | 0.06 | 0.06 | 0.03 | 0.03 | 0 | 0 | 0.06 | 0.06 | 0 | 0
5982 | 0.11 | 0.11 | 0.05 | 0.05 | 0 | 0 | 0.03 | 0.03 | 0 | 0
5983 | 0.22 | 0.22 | 0.11 | 0.11 | 0 | 0 | 0.01 | 0.01 | 0 | 0
5984 | 0.47 | 0.47 | 0.23 | 0.23 | 0 | 0 | 0.84 | 0.84 | 0 | 0
5985 | 0.22 | 0.22 | 0.11 | 0.11 | 0 | 0 | 0.34 | 0.34 | 0 | 0
5986 | 0.29 | 0.29 | 0.14 | 0.14 | 0 | 0 | 0.14 | 0.14 | 0 | 0
5987 | 0.11 | 0.11 | 0.05 | 0.05 | 0 | 0 | 0.06 | 0.06 | 0 | 0
5988 | 0.2 | 0.2 | 0.1 | 0.1 | 0 | 0 | 0.03 | 0.03 | 0 | 0
5989 | 0.13 | 0.13 | 0.06 | 0.06 | 0 | 0 | 0.61 | 0.61 | 0 | 0
5990 | 0.21 | 0.21 | 0.1 | 0.1 | 0 | 0 | 0.25 | 0.25 | 0 | 0
5991 | 0.17 | 0.17 | 0.08 | 0.08 | 0 | 0 | 0.62 | 0.62 | 0 | 0
5992 | 0.26 | 0.26 | 0.12 | 0.12 | 0 | 0 | 0.25 | 0.25 | 0 | 0
5993 | 0.45 | 0.45 | 0.22 | 0.22 | 0 | 0 | 0.62 | 0.62 | 0 | 0
5994 | 0.27 | 0.27 | 0.13 | 0.13 | 0 | 0 | 0.25 | 0.25 | 0 | 0
5995 | 0.28 | 0.28 | 0.14 | 0.14 | 0 | 0 | 0.1 | 0.1 | 0 | 0
5996 | 0.15 | 0.15 | 0.07 | 0.07 | 0 | 0 | 0.59 | 0.59 | 0 | 0
5997 | 0.53 | 0.53 | 0.26 | 0.26 | 0 | 0 | 0.86 | 0.86 | 0 | 0
5998 | 0.42 | 0.42 | 0.2 | 0.2 | 0 | 0 | 1.03 | 1.03 | 0 | 0
5999 | 0.27 | 0.27 | 0.13 | 0.13 | 0 | 0 | 1.13 | 1.13 | 0 | 0
6000 | 0.05 | 0.05 | 0.02 | 0.02 | 0 | 0 | 0.46 | 0.46 | 0 | 0
6001 | 0.05 | 0.05 | 0.03 | 0.03 | 0 | 0 | 0.19 | 0.19 | 0 | 0
6002 | 0.07 | 0.07 | 0.04 | 0.04 | 0 | 0 | 0.08 | 0.08 | 0 | 0
6003 | 0.05 | 0.05 | 0.02 | 0.02 | 0 | 0 | 0.03 | 0.03 | 0 | 0
6004 | 0.05 | 0.05 | 0.03 | 0.03 | 0 | 0 | 0.02 | 0.02 | 0 | 0
6005 | 0.06 | 0.06 | 0.03 | 0.03 | 0 | 0 | 0.01 | 0.01 | 0 | 0
6006 | 0.19 | 0.19 | 0.09 | 0.09 | 0 | 0 | 0.01 | 0.01 | 0 | 0
6007 | 0.16 | 0.16 | 0.08 | 0.08 | 0 | 0 | 0.93 | 0.93 | 0 | 0
6008 | 0.23 | 0.23 | 0.11 | 0.11 | 0 | 0 | 0.37 | 0.37 | 0 | 0
6009 | 0.22 | 0.22 | 0.11 | 0.11 | 0 | 0 | 1.08 | 1.08 | 0 | 0
6010 | 0.25 | 0.25 | 0.12 | 0.12 | 0 | 0 | 0.47 | 0.47 | 0 | 0
6011 | 0.2 | 0.2 | 0.1 | 0.1 | 0 | 0 | 0.19 | 0.19 | 0 | 0
6012 | 0.17 | 0.17 | 0.08 | 0.08 | 0 | 0 | 0.85 | 0.85 | 0 | 0
6013 | 0.2 | 0.2 | 0.1 | 0.1 | 0 | 0 | 0.34 | 0.34 | 0 | 0
6014 | 0.26 | 0.26 | 0.13 | 0.13 | 0 | 0 | 0.14 | 0.14 | 11.18 | 11.18
6015 | 0.2 | 0.2 | 0.1 | 0.1 | 0 | 0 | 0.59 | 0.59 | 0 | 0
6016 | 0.71 | 0.71 | 0.35 | 0.35 | 0 | 0 | 0.24 | 0.24 | 0 | 0
6017 | 0.33 | 0.33 | 0.16 | 0.16 | 0 | 0 | 0.1 | 0.1 | 0 | 0
6018 | 0.2 | 0.2 | 0.09 | 0.09 | 0 | 0 | 0.04 | 0.04 | 0 | 0
6019 | 0.16 | 0.16 | 0.08 | 0.08 | 0 | 0 | 0.02 | 0.02 | 0 | 0
6020 | 0.15 | 0.15 | 0.07 | 0.07 | 0 | 0 | 0.01 | 0.01 | 0 | 0
6021 | 0.14 | 0.14 | 0.07 | 0.07 | 0 | 0 | 0.01 | 0.01 | 0 | 0
6022 | 0.14 | 0.14 | 0.07 | 0.07 | 9.9 | 9.9 | 0 | 0 | 0 | 0
6023 | 0.11 | 0.11 | 0.05 | 0.05 | 9.9 | 9.9 | 0 | 0 | 0 | 0
6024 | 0.09 | 0.09 | 0.04 | 0.04 | 9.9 | 9.9 | 0 | 0 | 0 | 0
6025 | 0.07 | 0.07 | 0.03 | 0.03 | 6.1294 | 6.1294 | 0 | 0 | 0 | 0
6026 | 0.06 | 0.06 | 0.03 | 0.03 | 0 | 0 | 0 | 0 | 0 | 0
6027 | 0.06 | 0.06 | 0.03 | 0.03 | 0 | 0 | 0 | 0 | 0 | 0
6028 | 0.05 | 0.05 | 0.02 | 0.02 | 0 | 0 | 0 | 0 | 0 | 0
6029 | 0.06 | 0.06 | 0.03 | 0.03 | 0 | 0 | 0 | 0 | 0 | 0
6030 | 0.2 | 0.2 | 0.1 | 0.1 | 0 | 0 | 1.01 | 1.01 | 0 | 0
6031 | 0.59 | 0.59 | 0.28 | 0.28 | 0 | 0 | 0.41 | 0.41 | 0 | 0
6032 | 0.54 | 0.54 | 0.26 | 0.26 | 0 | 0 | 0.17 | 0.17 | 0 | 0
6033 | 0.47 | 0.47 | 0.23 | 0.23 | 0 | 0 | 0.07 | 0.07 | 0 | 0
6034 | 0.1 | 0.1 | 0.05 | 0.05 | 0 | 0 | 0.76 | 0.76 | 0 | 0
6035 | 0.12 | 0.12 | 0.06 | 0.06 | 0 | 0 | 0.31 | 0.31 | 0 | 0
6036 | 0.1 | 0.1 | 0.05 | 0.05 | 0 | 0 | 0.13 | 0.13 | 0 | 0
6037 | 0.1 | 0.1 | 0.05 | 0.05 | 0 | 0 | 0.05 | 0.05 | 0 | 0
6038 | 0.18 | 0.18 | 0.09 | 0.09 | 0 | 0 | 0.02 | 0.02 | 0 | 0
6039 | 0.49 | 0.49 | 0.24 | 0.24 | 0 | 0 | 0.01 | 0.01 | 0 | 0
6040 | 0.19 | 0.19 | 0.09 | 0.09 | 0 | 0 | 0.01 | 0.01 | 0 | 0
6041 | 0.5 | 0.5 | 0.24 | 0.24 | 0 | 0 | 0.01 | 0.01 | 0 | 0
6042 | 0.65 | 0.65 | 0.32 | 0.32 | 0 | 0 | 0 | 0 | 0 | 0
6043 | 0.28 | 0.28 | 0.13 | 0.13 | 0 | 0 | 0 | 0 | 0 | 0
6044 | 0.56 | 0.56 | 0.27 | 0.27 | 0 | 0 | 0 | 0 | 0 | 0
6045 | 0.16 | 0.16 | 0.08 | 0.08 | 0 | 0 | 0 | 0 | 0 | 0
6046 | 0.1 | 0.1 | 0.05 | 0.05 | 0 | 0 | 0 | 0 | 0 | 0
6047 | 0.06 | 0.06 | 0.03 | 0.03 | 0 | 0 | 0 | 0 | 0 | 0
6048 | 0.05 | 0.05 | 0.03 | 0.03 | 0 | 0 | 0 | 0 | 0 | 0
6049 | 0.05 | 0.05 | 0.03 | 0.03 | 0 | 0 | 0 | 0 | 0 | 0
6050 | 0.06 | 0.06 | 0.03 | 0.03 | 0 | 0 | 0 | 0 | 0 | 0
6051 | 0.05 | 0.05 | 0.02 | 0.02 | 0 | 0 | 0 | 0 | 0 | 0
6052 | 0.04 | 0.04 | 0.02 | 0.02 | 0 | 0 | 0.81 | 0.81 | 0 | 0
6053 | 0.05 | 0.05 | 0.03 | 0.03 | 0 | 0 | 0.33 | 0.33 | 0 | 0
6054 | 0.08 | 0.08 | 0.04 | 0.04 | 0 | 0 | 0.13 | 0.13 | 0 | 0
6055 | 0.1 | 0.1 | 0.05 | 0.05 | 0 | 0 | 0.86 | 0.86 | 0 | 0
6056 | 0.11 | 0.11 | 0.05 | 0.05 | 0 | 0 | 0.64 | 0.64 | 0 | 0
6057 | 0.11 | 0.11 | 0.06 | 0.06 | 0 | 0 | 0.3 | 0.3 | 0 | 0
6058 | 0.09 | 0.09 | 0.04 | 0.04 | 0 | 0 | 0.12 | 0.12 | 0 | 0
6059 | 0.05 | 0.05 | 0.02 | 0.02 | 0 | 0 | 0.05 | 0.05 | 0 | 0
6060 | 0.06 | 0.06 | 0.03 | 0.03 | 0 | 0 | 0.02 | 0.02 | 0 | 0
6061 | 0.08 | 0.08 | 0.04 | 0.04 | 0 | 0 | 0.01 | 0.01 | 0 | 0
6062 | 0.09 | 0.09 | 0.04 | 0.04 | 0 | 0 | 0.01 | 0.01 | 0 | 0
6063 | 0.21 | 0.21 | 0.1 | 0.1 | 0 | 0 | 0.01 | 0.01 | 0 | 0
6064 | 0.53 | 0.53 | 0.26 | 0.26 | 0 | 0 | 0 | 0 | 0 | 0
6065 | 0.47 | 0.47 | 0.23 | 0.23 | 0 | 0 | 0 | 0 | 0 | 0
6066 | 0.22 | 0.22 | 0.11 | 0.11 | 0 | 0 | 0 | 0 | 0 | 0
6067 | 0.27 | 0.27 | 0.13 | 0.13 | 0 | 0 | 0 | 0 | 0 | 0
6068 | 0.22 | 0.22 | 0.11 | 0.11 | 1.1988 | 1.1988 | 0 | 0 | 9.9 | 9.9
6069 | 0.15 | 0.15 | 0.07 | 0.07 | 0 | 0 | 0 | 0 | 0 | 0
6070 | 0.12 | 0.12 | 0.06 | 0.06 | 0 | 0 | 0 | 0 | 0 | 0
6071 | 0.08 | 0.08 | 0.04 | 0.04 | 0 | 0 | 0 | 0 | 0 | 0
6072 | 0.06 | 0.06 | 0.03 | 0.03 | 0 | 0 | 0 | 0 | 0 | 0
6073 | 0.06 | 0.06 | 0.03 | 0.03 | 0 | 0 | 0 | 0 | 0 | 0
6074 | 0.05 | 0.05 | 0.02 | 0.02 | 0 | 0 | 0 | 0 | 0 | 0
6075 | 0.06 | 0.06 | 0.03 | 0.03 | 0 | 0 | 0 | 0 | 0 | 0
6076 | 0.05 | 0.05 | 0.03 | 0.03 | 0 | 0 | 0 | 0 | 0 | 0
6077 | 0.06 | 0.06 | 0.03 | 0.03 | 0 | 0 | 0.92 | 0.92 | 0 | 0
6078 | 0.1 | 0.1 | 0.05 | 0.05 | 0 | 0 | 0.37 | 0.37 | 0 | 0
6079 | 0.12 | 0.12 | 0.06 | 0.06 | 0 | 0 | 0.15 | 0.15 | 0 | 0
6080 | 0.15 | 0.15 | 0.07 | 0.07 | 0 | 0 | 0.06 | 0.06 | 0 | 0
6081 | 0.11 | 0.11 | 0.05 | 0.05 | 0 | 0 | 0.95 | 0.95 | 0 | 0
6082 | 0.15 | 0.15 | 0.07 | 0.07 | 0 | 0 | 0.38 | 0.38 | 0 | 0
6083 | 0.08 | 0.08 | 0.04 | 0.04 | 0 | 0 | 0.16 | 0.16 | 0 | 0
6084 | 0.23 | 0.23 | 0.11 | 0.11 | 0 | 0 | 0.07 | 0.07 | 0 | 0
6085 | 0.12 | 0.12 | 0.06 | 0.06 | 0 | 0 | 0.03 | 0.03 | 0 | 0
6086 | 0.11 | 0.11 | 0.05 | 0.05 | 0 | 0 | 0.01 | 0.01 | 0 | 0
6087 | 0.15 | 0.15 | 0.07 | 0.07 | 0 | 0 | 0.01 | 0.01 | 0 | 0
6088 | 0.2 | 0.2 | 0.09 | 0.09 | 0 | 0 | 0.01 | 0.01 | 0 | 0
6089 | 0.2 | 0.2 | 0.09 | 0.09 | 0 | 0 | 0 | 0 | 0 | 0
6090 | 0.21 | 0.21 | 0.1 | 0.1 | 0 | 0 | 0 | 0 | 0 | 0
6091 | 0.18 | 0.18 | 0.09 | 0.09 | 0 | 0 | 0 | 0 | 0 | 0
6092 | 0.14 | 0.14 | 0.07 | 0.07 | 0 | 0 | 0 | 0 | 0 | 0
6093 | 0.14 | 0.14 | 0.07 | 0.07 | 0 | 0 | 0 | 0 | 0 | 0
6094 | 0.14 | 0.14 | 0.07 | 0.07 | 0 | 0 | 0 | 0 | 0 | 0
6095 | 0.11 | 0.11 | 0.05 | 0.05 | 0 | 0 | 0 | 0 | 0 | 0
6096 | 0.06 | 0.06 | 0.03 | 0.03 | 0 | 0 | 0 | 0 | 0 | 0
6097 | 0.05 | 0.05 | 0.02 | 0.02 | 0 | 0 | 0 | 0 | 0 | 0
6098 | 0.05 | 0.05 | 0.02 | 0.02 | 0 | 0 | 0 | 0 | 0 | 0
6099 | 0.06 | 0.06 | 0.03 | 0.03 | 0 | 0 | 0 | 0 | 0 | 0
6100 | 0.05 | 0.05 | 0.03 | 0.03 | 0 | 0 | 0 | 0 | 0 | 0
6101 | 0.05 | 0.05 | 0.02 | 0.02 | 0 | 0 | 0 | 0 | 0 | 0
6102 | 0.09 | 0.09 | 0.04 | 0.04 | 0 | 0 | 0 | 0 | 0 | 0
6103 | 0.06 | 0.06 | 0.03 | 0.03 | 0 | 0 | 0 | 0 | 0 | 0
6104 | 0.09 | 0.09 | 0.04 | 0.04 | 0 | 0 | 0 | 0 | 11.31 | 11.31
6105 | 0.07 | 0.07 | 0.03 | 0.03 | 0 | 0 | 0.8 | 0.8 | 0 | 0
6106 | 0.05 | 0.05 | 0.02 | 0.02 | 0 | 0 | 0.32 | 0.32 | 0 | 0
6107 | 0.1 | 0.1 | 0.05 | 0.05 | 0 | 0 | 0.66 | 0.66 | 0 | 0
6108 | 0.09 | 0.09 | 0.04 | 0.04 | 0 | 0 | 0.27 | 0.27 | 0 | 0
6109 | 0.1 | 0.1 | 0.05 | 0.05 | 0 | 0 | 0.11 | 0.11 | 0 | 0
6110 | 0.2 | 0.2 | 0.1 | 0.1 | 0 | 0 | 0.05 | 0.05 | 0 | 0
6111 | 0.17 | 0.17 | 0.08 | 0.08 | 0 | 0 | 0.02 | 0.02 | 0 | 0
6112 | 0.24 | 0.24 | 0.12 | 0.12 | 0 | 0 | 0.01 | 0.01 | 0 | 0
6113 | 0.32 | 0.32 | 0.16 | 0.16 | 0 | 0 | 0.01 | 0.01 | 0 | 0
6114 | 0.33 | 0.33 | 0.16 | 0.16 | 0 | 0 | 0.01 | 0.01 | 0 | 0
6115 | 0.25 | 0.25 | 0.12 | 0.12 | 0 | 0 | 0 | 0 | 0 | 0
6116 | 0.13 | 0.13 | 0.06 | 0.06 | 0 | 0 | 0 | 0 | 0 | 0
6117 | 0.27 | 0.27 | 0.13 | 0.13 | 0 | 0 | 0 | 0 | 0 | 0
6118 | 0.16 | 0.16 | 0.08 | 0.08 | 0 | 0 | 0 | 0 | 0 | 0
6119 | 0.09 | 0.09 | 0.04 | 0.04 | 0 | 0 | 0 | 0 | 0 | 0
6120 | 0.07 | 0.07 | 0.03 | 0.03 | 0 | 0 | 0 | 0 | 0 | 0
6121 | 0.06 | 0.06 | 0.03 | 0.03 | 0 | 0 | 0 | 0 | 0 | 0
6122 | 0.05 | 0.05 | 0.02 | 0.02 | 0 | 0 | 0 | 0 | 0 | 0
6123 | 0.06 | 0.06 | 0.03 | 0.03 | 0 | 0 | 0 | 0 | 0 | 0
6124 | 0.04 | 0.04 | 0.02 | 0.02 | 0 | 0 | 0 | 0 | 0 | 0
6125 | 0.05 | 0.05 | 0.03 | 0.03 | 0 | 0 | 0.86 | 0.86 | 0 | 0
6126 | 0.08 | 0.08 | 0.04 | 0.04 | 0 | 0 | 0.35 | 0.35 | 0 | 0
6127 | 0.23 | 0.23 | 0.11 | 0.11 | 0 | 0 | 1.05 | 1.05 | 0 | 0
6128 | 0.59 | 0.59 | 0.29 | 0.29 | 0 | 0 | 0.87 | 0.87 | 0 | 0
6129 | 1.04 | 1.04 | 0.5 | 0.5 | 0 | 0 | 0.54 | 0.54 | 0 | 0
6130 | 0.41 | 0.41 | 0.2 | 0.2 | 0 | 0 | 0.22 | 0.22 | 0 | 0
6131 | 0.19 | 0.19 | 0.09 | 0.09 | 0 | 0 | 0.09 | 0.09 | 0 | 0
6132 | 0.16 | 0.16 | 0.08 | 0.08 | 0 | 0 | 0.04 | 0.04 | 0 | 0
6133 | 0.16 | 0.16 | 0.08 | 0.08 | 0 | 0 | 0.02 | 0.02 | 0 | 0
6134 | 0.15 | 0.15 | 0.07 | 0.07 | 0 | 0 | 0.01 | 0.01 | 0 | 0
6135 | 0.26 | 0.26 | 0.13 | 0.13 | 0 | 0 | 0.01 | 0.01 | 0 | 0
6136 | 0.4 | 0.4 | 0.19 | 0.19 | 0 | 0 | 0 | 0 | 0 | 0
6137 | 0.21 | 0.21 | 0.1 | 0.1 | 0 | 0 | 0 | 0 | 0 | 0
6138 | 0.25 | 0.25 | 0.12 | 0.12 | 0 | 0 | 0 | 0 | 0 | 0
6139 | 0.21 | 0.21 | 0.1 | 0.1 | 0 | 0 | 0 | 0 | 0 | 0
6140 | 0.13 | 0.13 | 0.06 | 0.06 | 0 | 0 | 0 | 0 | 0 | 0
6141 | 0.56 | 0.56 | 0.27 | 0.27 | 0 | 0 | 0 | 0 | 0 | 0
6142 | 0.21 | 0.21 | 0.1 | 0.1 | 0 | 0 | 0 | 0 | 0 | 0
6143 | 0.1 | 0.1 | 0.05 | 0.05 | 0 | 0 | 0 | 0 | 0 | 0
6144 | 0.08 | 0.08 | 0.04 | 0.04 | 0 | 0 | 0 | 0 | 0 | 0
6145 | 0.07 | 0.07 | 0.04 | 0.04 | 0 | 0 | 0 | 0 | 0 | 0
6146 | 0.07 | 0.07 | 0.03 | 0.03 | 0 | 0 | 0 | 0 | 0 | 0
6147 | 0.07 | 0.07 | 0.04 | 0.04 | 0 | 0 | 0.85 | 0.85 | 0 | 0
6148 | 0.07 | 0.07 | 0.03 | 0.03 | 0 | 0 | 0.34 | 0.34 | 0 | 0
6149 | 0.07 | 0.07 | 0.03 | 0.03 | 0 | 0 | 0.14 | 0.14 | 0 | 0
6150 | 0.1 | 0.1 | 0.05 | 0.05 | 0 | 0 | 0.06 | 0.06 | 0 | 0
6151 | 0.18 | 0.18 | 0.08 | 0.08 | 0 | 0 | 0.03 | 0.03 | 9.96 | 9.96
6152 | 0.12 | 0.12 | 0.06 | 0.06 | 0 | 0 | 0.98 | 0.98 | 0 | 0
6153 | 0.13 | 0.13 | 0.06 | 0.06 | 0 | 0 | 0.59 | 0.59 | 0 | 0
6154 | 0.09 | 0.09 | 0.04 | 0.04 | 0 | 0 | 0.24 | 0.24 | 0 | 0
6155 | 0.14 | 0.14 | 0.07 | 0.07 | 0 | 0 | 0.1 | 0.1 | 0 | 0
6156 | 0.13 | 0.13 | 0.06 | 0.06 | 0 | 0 | 0.5 | 0.5 | 0 | 0
6157 | 0.08 | 0.08 | 0.04 | 0.04 | 0 | 0 | 0.2 | 0.2 | 0 | 0
6158 | 0.16 | 0.16 | 0.08 | 0.08 | 0 | 0 | 0.08 | 0.08 | 0 | 0
6159 | 0.26 | 0.26 | 0.13 | 0.13 | 0 | 0 | 0.04 | 0.04 | 0 | 0
6160 | 0.2 | 0.2 | 0.1 | 0.1 | 0 | 0 | 0.02 | 0.02 | 0 | 0
6161 | 0.21 | 0.21 | 0.1 | 0.1 | 0 | 0 | 0.01 | 0.01 | 0 | 0
6162 | 0.22 | 0.22 | 0.1 | 0.1 | 0 | 0 | 0.01 | 0.01 | 0 | 0
6163 | 0.18 | 0.18 | 0.08 | 0.08 | 0 | 0 | 0 | 0 | 0 | 0
6164 | 0.13 | 0.13 | 0.06 | 0.06 | 0 | 0 | 0 | 0 | 0 | 0
6165 | 0.13 | 0.13 | 0.06 | 0.06 | 0 | 0 | 0 | 0 | 0 | 0
6166 | 0.09 | 0.09 | 0.05 | 0.05 | 0 | 0 | 0 | 0 | 0 | 0
6167 | 0.08 | 0.08 | 0.04 | 0.04 | 0 | 0 | 0 | 0 | 0 | 0
6168 | 0.06 | 0.06 | 0.03 | 0.03 | 0 | 0 | 0 | 0 | 0 | 0
6169 | 0.06 | 0.06 | 0.03 | 0.03 | 0 | 0 | 0 | 0 | 0 | 0
6170 | 0.21 | 0.21 | 0.1 | 0.1 | 0 | 0 | 0 | 0 | 0 | 0
6171 | 0.15 | 0.15 | 0.07 | 0.07 | 0 | 0 | 0 | 0 | 0 | 0
6172 | 0.09 | 0.09 | 0.04 | 0.04 | 0 | 0 | 0 | 0 | 0 | 0
6173 | 0.06 | 0.06 | 0.03 | 0.03 | 0 | 0 | 0.83 | 0.83 | 0 | 0
6174 | 0.1 | 0.1 | 0.05 | 0.05 | 0 | 0 | 0.34 | 0.34 | 0 | 0
6175 | 0.19 | 0.19 | 0.09 | 0.09 | 0 | 0 | 0.14 | 0.14 | 0 | 0
6176 | 0.48 | 0.48 | 0.23 | 0.23 | 0 | 0 | 0.06 | 0.06 | 0 | 0
6177 | 0.27 | 0.27 | 0.13 | 0.13 | 0 | 0 | 0.03 | 0.03 | 0 | 0
6178 | 0.38 | 0.38 | 0.18 | 0.18 | 0 | 0 | 0.01 | 0.01 | 0 | 0
6179 | 0.2 | 0.2 | 0.09 | 0.09 | 0 | 0 | 0.01 | 0.01 | 0 | 0
6180 | 0.26 | 0.26 | 0.13 | 0.13 | 0 | 0 | 0.47 | 0.47 | 0 | 0
6181 | 0.29 | 0.29 | 0.14 | 0.14 | 0 | 0 | 0.19 | 0.19 | 11.56 | 11.56
6182 | 0.21 | 0.21 | 0.1 | 0.1 | 0 | 0 | 0.08 | 0.08 | 0 | 0
6183 | 0.08 | 0.08 | 0.04 | 0.04 | 0 | 0 | 0.03 | 0.03 | 0 | 0
6184 | 0.11 | 0.11 | 0.05 | 0.05 | 0 | 0 | 0.02 | 0.02 | 0 | 0
6185 | 0.16 | 0.16 | 0.08 | 0.08 | 4.4258 | 4.4258 | 0.01 | 0.01 | 0 | 0
6186 | 0.29 | 0.29 | 0.14 | 0.14 | 0 | 0 | 0.01 | 0.01 | 0 | 0
6187 | 0.33 | 0.33 | 0.16 | 0.16 | 0 | 0 | 0 | 0 | 0 | 0
6188 | 0.17 | 0.17 | 0.08 | 0.08 | 0 | 0 | 0 | 0 | 0 | 0
6189 | 0.16 | 0.16 | 0.08 | 0.08 | 0 | 0 | 0 | 0 | 0 | 0
6190 | 0.16 | 0.16 | 0.08 | 0.08 | 0 | 0 | 0 | 0 | 0 | 0
6191 | 0.09 | 0.09 | 0.04 | 0.04 | 0 | 0 | 0 | 0 | 0 | 0
6192 | 0.06 | 0.06 | 0.03 | 0.03 | 0 | 0 | 0 | 0 | 0 | 0
6193 | 0.06 | 0.06 | 0.03 | 0.03 | 0 | 0 | 0 | 0 | 0 | 0
6194 | 0.05 | 0.05 | 0.03 | 0.03 | 0 | 0 | 0 | 0 | 0 | 0
6195 | 0.06 | 0.06 | 0.03 | 0.03 | 0 | 0 | 0 | 0 | 0 | 0
6196 | 0.05 | 0.05 | 0.02 | 0.02 | 0 | 0 | 0 | 0 | 0 | 0
6197 | 0.06 | 0.06 | 0.03 | 0.03 | 0 | 0 | 0 | 0 | 0 | 0
6198 | 0.08 | 0.08 | 0.04 | 0.04 | 0 | 0 | 0 | 0 | 0 | 0
6199 | 0.41 | 0.41 | 0.2 | 0.2 | 0 | 0 | 0.95 | 0.95 | 0 | 0
6200 | 0.86 | 0.86 | 0.42 | 0.42 | 0 | 0 | 0.38 | 0.38 | 0 | 0
6201 | 0.44 | 0.44 | 0.21 | 0.21 | 0 | 0 | 0.16 | 0.16 | 0 | 0
6202 | 0.45 | 0.45 | 0.22 | 0.22 | 0 | 0 | 0.07 | 0.07 | 0 | 0
6203 | 0.16 | 0.16 | 0.08 | 0.08 | 0 | 0 | 0.03 | 0.03 | 0 | 0
6204 | 0.52 | 0.52 | 0.25 | 0.25 | 0 | 0 | 0.01 | 0.01 | 0 | 0
6205 | 0.18 | 0.18 | 0.09 | 0.09 | 0 | 0 | 0.01 | 0.01 | 0 | 0
6206 | 0.31 | 0.31 | 0.15 | 0.15 | 0 | 0 | 0.01 | 0.01 | 0 | 0
6207 | 0.19 | 0.19 | 0.09 | 0.09 | 0 | 0 | 0.11 | 0.11 | 0 | 0
6208 | 0.17 | 0.17 | 0.08 | 0.08 | 0 | 0 | 0.05 | 0.05 | 0 | 0
6209 | 0.27 | 0.27 | 0.13 | 0.13 | 0 | 0 | 0.02 | 0.02 | 0 | 0
6210 | 0.18 | 0.18 | 0.09 | 0.09 | 1.5996 | 1.5996 | 0.01 | 0.01 | 0 | 0
6211 | 0.21 | 0.21 | 0.1 | 0.1 | 0 | 0 | 0.01 | 0.01 | 0 | 0
6212 | 0.19 | 0.19 | 0.09 | 0.09 | 0 | 0 | 0.01 | 0.01 | 0 | 0
6213 | 0.19 | 0.19 | 0.09 | 0.09 | 0 | 0 | 0 | 0 | 11.22 | 11.22
6214 | 0.19 | 0.19 | 0.09 | 0.09 | 0 | 0 | 0 | 0 | 0 | 0
6215 | 0.09 | 0.09 | 0.05 | 0.05 | 0 | 0 | 0 | 0 | 0 | 0
6216 | 0.05 | 0.05 | 0.02 | 0.02 | 0 | 0 | 0 | 0 | 0 | 0
6217 | 0.06 | 0.06 | 0.03 | 0.03 | 0 | 0 | 0 | 0 | 0 | 0
6218 | 0.05 | 0.05 | 0.02 | 0.02 | 0 | 0 | 0 | 0 | 0 | 0
6219 | 0.04 | 0.04 | 0.02 | 0.02 | 0 | 0 | 0 | 0 | 0 | 0
6220 | 0.07 | 0.07 | 0.04 | 0.04 | 0 | 0 | 0 | 0 | 0 | 0
6221 | 0.05 | 0.05 | 0.02 | 0.02 | 0 | 0 | 0 | 0 | 0 | 0
6222 | 0.09 | 0.09 | 0.04 | 0.04 | 0 | 0 | 0 | 0 | 0 | 0
6223 | 0.09 | 0.09 | 0.04 | 0.04 | 0 | 0 | 0 | 0 | 0 | 0
6224 | 0.23 | 0.23 | 0.11 | 0.11 | 0 | 0 | 0.87 | 0.87 | 0 | 0
6225 | 0.18 | 0.18 | 0.09 | 0.09 | 0 | 0 | 0.35 | 0.35 | 0 | 0
6226 | 0.12 | 0.12 | 0.06 | 0.06 | 0 | 0 | 0.14 | 0.14 | 0 | 0
6227 | 0.11 | 0.11 | 0.05 | 0.05 | 0 | 0 | 0.06 | 0.06 | 0 | 0
6228 | 0.15 | 0.15 | 0.07 | 0.07 | 0 | 0 | 0.03 | 0.03 | 0 | 0
6229 | 0.26 | 0.26 | 0.13 | 0.13 | 0 | 0 | 0.01 | 0.01 | 0 | 0
6230 | 0.25 | 0.25 | 0.12 | 0.12 | 0 | 0 | 0.01 | 0.01 | 0 | 0
6231 | 0.36 | 0.36 | 0.17 | 0.17 | 0 | 0 | 0.01 | 0.01 | 0 | 0
6232 | 0.43 | 0.43 | 0.21 | 0.21 | 0 | 0 | 0 | 0 | 0 | 0
6233 | 0.49 | 0.49 | 0.24 | 0.24 | 0 | 0 | 0.39 | 0.39 | 0 | 0
6234 | 0.42 | 0.42 | 0.21 | 0.21 | 0 | 0 | 0.4 | 0.4 | 0 | 0
6235 | 0.22 | 0.22 | 0.11 | 0.11 | 0.501 | 0.501 | 0.63 | 0.63 | 0 | 0
6236 | 0.28 | 0.28 | 0.14 | 0.14 | 0 | 0 | 0.99 | 0.99 | 0 | 0
6237 | 0.41 | 0.41 | 0.2 | 0.2 | 0 | 0 | 0.4 | 0.4 | 0 | 0
6238 | 0.14 | 0.14 | 0.07 | 0.07 | 0 | 0 | 0.16 | 0.16 | 0 | 0
6239 | 0.1 | 0.1 | 0.05 | 0.05 | 0 | 0 | 0.07 | 0.07 | 0 | 0
6240 | 0.08 | 0.08 | 0.04 | 0.04 | 0 | 0 | 0.03 | 0.03 | 0 | 0
6241 | 0.09 | 0.09 | 0.04 | 0.04 | 0 | 0 | 0.02 | 0.02 | 0 | 0
6242 | 0.09 | 0.09 | 0.04 | 0.04 | 0 | 0 | 0.01 | 0.01 | 0 | 0
6243 | 0.09 | 0.09 | 0.04 | 0.04 | 0 | 0 | 0.94 | 0.94 | 0 | 0
6244 | 0.08 | 0.08 | 0.04 | 0.04 | 0 | 0 | 0.38 | 0.38 | 0 | 0
6245 | 0.07 | 0.07 | 0.03 | 0.03 | 0 | 0 | 0.15 | 0.15 | 0 | 0
6246 | 0.1 | 0.1 | 0.05 | 0.05 | 0 | 0 | 0.06 | 0.06 | 0 | 0
6247 | 0.08 | 0.08 | 0.04 | 0.04 | 0 | 0 | 1.07 | 1.07 | 0 | 0
6248 | 0.36 | 0.36 | 0.17 | 0.17 | 0 | 0 | 0.43 | 0.43 | 0 | 0
6249 | 0.14 | 0.14 | 0.07 | 0.07 | 0 | 0 | 0.17 | 0.17 | 0 | 0
6250 | 0.1 | 0.1 | 0.05 | 0.05 | 0 | 0 | 0.07 | 0.07 | 0 | 0
6251 | 0.11 | 0.11 | 0.05 | 0.05 | 0 | 0 | 0.03 | 0.03 | 0 | 0
6252 | 0.29 | 0.29 | 0.14 | 0.14 | 0 | 0 | 0.94 | 0.94 | 0 | 0
6253 | 0.35 | 0.35 | 0.17 | 0.17 | 0 | 0 | 0.38 | 0.38 | 0 | 0
6254 | 0.26 | 0.26 | 0.13 | 0.13 | 0 | 0 | 0.16 | 0.16 | 0 | 0
6255 | 0.24 | 0.24 | 0.11 | 0.11 | 0 | 0 | 0.07 | 0.07 | 0 | 0
6256 | 0.2 | 0.2 | 0.1 | 0.1 | 0 | 0 | 0.95 | 0.95 | 0 | 0
6257 | 0.52 | 0.52 | 0.25 | 0.25 | 0 | 0 | 0.38 | 0.38 | 0 | 0
6258 | 0.23 | 0.23 | 0.11 | 0.11 | 0 | 0 | 0.16 | 0.16 | 0 | 0
6259 | 0.14 | 0.14 | 0.07 | 0.07 | 1.7457 | 1.7457 | 0.07 | 0.07 | 0 | 0
6260 | 0.79 | 0.79 | 0.38 | 0.38 | 0 | 0 | 0.03 | 0.03 | 10.16 | 10.16
6261 | 0.64 | 0.64 | 0.31 | 0.31 | 0 | 0 | 0.01 | 0.01 | 0 | 0
6262 | 0.12 | 0.12 | 0.06 | 0.06 | 0 | 0 | 0.96 | 0.96 | 0 | 0
6263 | 0.09 | 0.09 | 0.04 | 0.04 | 0 | 0 | 1.34 | 1.34 | 0 | 0
6264 | 0.06 | 0.06 | 0.03 | 0.03 | 0 | 0 | 0.54 | 0.54 | 0 | 0
6265 | 0.05 | 0.05 | 0.02 | 0.02 | 0 | 0 | 1.16 | 1.16 | 0 | 0
6266 | 0.06 | 0.06 | 0.03 | 0.03 | 0 | 0 | 0.47 | 0.47 | 0 | 0
6267 | 0.05 | 0.05 | 0.02 | 0.02 | 0 | 0 | 0.19 | 0.19 | 0 | 0
6268 | 0.05 | 0.05 | 0.02 | 0.02 | 0 | 0 | 0.08 | 0.08 | 0 | 0
6269 | 0.05 | 0.05 | 0.03 | 0.03 | 0 | 0 | 0.94 | 0.94 | 0 | 0
6270 | 0.09 | 0.09 | 0.04 | 0.04 | 0 | 0 | 0.38 | 0.38 | 0 | 0
6271 | 0.11 | 0.11 | 0.05 | 0.05 | 0 | 0 | 1.04 | 1.04 | 0 | 0
6272 | 0.18 | 0.18 | 0.09 | 0.09 | 0 | 0 | 0.42 | 0.42 | 0 | 0
6273 | 0.28 | 0.28 | 0.14 | 0.14 | 0 | 0 | 0.17 | 0.17 | 0 | 0
6274 | 0.35 | 0.35 | 0.17 | 0.17 | 0 | 0 | 0.97 | 0.97 | 0 | 0
6275 | 0.08 | 0.08 | 0.04 | 0.04 | 0 | 0 | 0.84 | 0.84 | 0 | 0
6276 | 0.15 | 0.15 | 0.07 | 0.07 | 0 | 0 | 0.34 | 0.34 | 0 | 0
6277 | 0.13 | 0.13 | 0.06 | 0.06 | 0 | 0 | 0.14 | 0.14 | 0 | 0
6278 | 0.16 | 0.16 | 0.08 | 0.08 | 0 | 0 | 0.86 | 0.86 | 0 | 0
6279 | 0.2 | 0.2 | 0.1 | 0.1 | 0 | 0 | 0.35 | 0.35 | 0 | 0
6280 | 0.47 | 0.47 | 0.23 | 0.23 | 0 | 0 | 0.96 | 0.96 | 0 | 0
6281 | 0.19 | 0.19 | 0.09 | 0.09 | 0 | 0 | 0.94 | 0.94 | 0 | 0
6282 | 0.34 | 0.34 | 0.16 | 0.16 | 0.6785 | 0.6785 | 1.1 | 1.1 | 0 | 0
6283 | 0.25 | 0.25 | 0.12 | 0.12 | 0 | 0 | 0.44 | 0.44 | 0 | 0
6284 | 0.13 | 0.13 | 0.06 | 0.06 | 0 | 0 | 1.04 | 1.04 | 0 | 0
6285 | 0.14 | 0.14 | 0.07 | 0.07 | 0 | 0 | 0.42 | 0.42 | 0 | 0
6286 | 0.11 | 0.11 | 0.05 | 0.05 | 0 | 0 | 0.17 | 0.17 | 0 | 0
6287 | 0.07 | 0.07 | 0.04 | 0.04 | 0 | 0 | 0.07 | 0.07 | 0 | 0
6288 | 0.07 | 0.07 | 0.03 | 0.03 | 0 | 0 | 0.03 | 0.03 | 0 | 0
6289 | 0.05 | 0.05 | 0.03 | 0.03 | 0 | 0 | 0.88 | 0.88 | 0 | 0
6290 | 0.05 | 0.05 | 0.02 | 0.02 | 0 | 0 | 1.2 | 1.2 | 0 | 0
6291 | 0.05 | 0.05 | 0.02 | 0.02 | 0 | 0 | 1.34 | 1.34 | 0 | 0
6292 | 0.05 | 0.05 | 0.03 | 0.03 | 0 | 0 | 0.54 | 0.54 | 0 | 0
6293 | 0.05 | 0.05 | 0.02 | 0.02 | 0 | 0 | 0.22 | 0.22 | 0 | 0
6294 | 0.1 | 0.1 | 0.05 | 0.05 | 0 | 0 | 0.09 | 0.09 | 0 | 0
6295 | 0.34 | 0.34 | 0.17 | 0.17 | 0 | 0 | 0.04 | 0.04 | 0 | 0
6296 | 0.21 | 0.21 | 0.1 | 0.1 | 0 | 0 | 0.02 | 0.02 | 0 | 0
6297 | 0.12 | 0.12 | 0.06 | 0.06 | 0 | 0 | 0.01 | 0.01 | 0 | 0
6298 | 0.21 | 0.21 | 0.1 | 0.1 | 0 | 0 | 0.91 | 0.91 | 0 | 0
6299 | 0.05 | 0.05 | 0.02 | 0.02 | 0 | 0 | 0.37 | 0.37 | 0 | 0
6300 | 0.08 | 0.08 | 0.04 | 0.04 | 0 | 0 | 0.15 | 0.15 | 0 | 0
6301 | 0.12 | 0.12 | 0.06 | 0.06 | 1.2253 | 1.2253 | 0.06 | 0.06 | 0 | 0
6302 | 0.12 | 0.12 | 0.06 | 0.06 | 0 | 0 | 0.03 | 0.03 | 0 | 0
6303 | 0.31 | 0.31 | 0.15 | 0.15 | 0 | 0 | 0.01 | 0.01 | 0 | 0
6304 | 0.38 | 0.38 | 0.18 | 0.18 | 0 | 0 | 0.01 | 0.01 | 0 | 0
6305 | 0.18 | 0.18 | 0.09 | 0.09 | 0 | 0 | 0.85 | 0.85 | 14.49 | 14.49
6306 | 0.21 | 0.21 | 0.1 | 0.1 | 0 | 0 | 1.06 | 1.06 | 0 | 0
6307 | 0.19 | 0.19 | 0.09 | 0.09 | 0 | 0 | 1.29 | 1.29 | 0 | 0
6308 | 0.23 | 0.23 | 0.11 | 0.11 | 0 | 0 | 0.52 | 0.52 | 0 | 0
6309 | 0.51 | 0.51 | 0.25 | 0.25 | 0 | 0 | 0.21 | 0.21 | 0 | 0
6310 | 0.17 | 0.17 | 0.08 | 0.08 | 0 | 0 | 0.98 | 0.98 | 0 | 0
6311 | 0.09 | 0.09 | 0.04 | 0.04 | 0 | 0 | 0.4 | 0.4 | 0 | 0
6312 | 0.06 | 0.06 | 0.03 | 0.03 | 0 | 0 | 1.05 | 1.05 | 0 | 0
6313 | 0.06 | 0.06 | 0.03 | 0.03 | 0 | 0 | 1.32 | 1.32 | 0 | 0
6314 | 0.05 | 0.05 | 0.02 | 0.02 | 0 | 0 | 0.53 | 0.53 | 0 | 0
6315 | 0.06 | 0.06 | 0.03 | 0.03 | 0 | 0 | 1.14 | 1.14 | 0 | 0
6316 | 0.06 | 0.06 | 0.03 | 0.03 | 0 | 0 | 1.37 | 1.37 | 0 | 0
6317 | 0.06 | 0.06 | 0.03 | 0.03 | 0 | 0 | 1.49 | 1.49 | 0 | 0
6318 | 0.08 | 0.08 | 0.04 | 0.04 | 0 | 0 | 1.55 | 1.55 | 0 | 0
6319 | 0.26 | 0.26 | 0.13 | 0.13 | 0 | 0 | 1.56 | 1.56 | 0 | 0
6320 | 0.37 | 0.37 | 0.18 | 0.18 | 0 | 0 | 1.5 | 1.5 | 0 | 0
6321 | 0.11 | 0.11 | 0.05 | 0.05 | 0 | 0 | 0.6 | 0.6 | 0 | 0
6322 | 0.19 | 0.19 | 0.09 | 0.09 | 0 | 0 | 0.24 | 0.24 | 0 | 0
6323 | 0.24 | 0.24 | 0.12 | 0.12 | 0 | 0 | 0.1 | 0.1 | 0 | 0
6324 | 0.17 | 0.17 | 0.08 | 0.08 | 0 | 0 | 0.04 | 0.04 | 0 | 0
6325 | 0.13 | 0.13 | 0.06 | 0.06 | 0 | 0 | 0.02 | 0.02 | 0 | 0
6326 | 0.32 | 0.32 | 0.15 | 0.15 | 0 | 0 | 0.01 | 0.01 | 0 | 0
6327 | 0.2 | 0.2 | 0.1 | 0.1 | 0 | 0 | 0.83 | 0.83 | 0 | 0
6328 | 0.19 | 0.19 | 0.09 | 0.09 | 0 | 0 | 0.34 | 0.34 | 0 | 0
6329 | 0.25 | 0.25 | 0.12 | 0.12 | 1.5614 | 1.5614 | 0.14 | 0.14 | 0 | 0
6330 | 0.33 | 0.33 | 0.16 | 0.16 | 0 | 0 | 0.06 | 0.06 | 0 | 0
6331 | 0.36 | 0.36 | 0.17 | 0.17 | 0 | 0 | 0.03 | 0.03 | 0 | 0
6332 | 0.68 | 0.68 | 0.33 | 0.33 | 0 | 0 | 0.83 | 0.83 | 0 | 0
6333 | 0.48 | 0.48 | 0.23 | 0.23 | 0 | 0 | 0.33 | 0.33 | 0 | 0
6334 | 0.19 | 0.19 | 0.09 | 0.09 | 0 | 0 | 0.98 | 0.98 | 0 | 0
6335 | 0.09 | 0.09 | 0.05 | 0.05 | 0 | 0 | 1.25 | 1.25 | 0 | 0
6336 | 0.05 | 0.05 | 0.03 | 0.03 | 0 | 0 | 1.39 | 1.39 | 0 | 0
6337 | 0.06 | 0.06 | 0.03 | 0.03 | 0 | 0 | 0.56 | 0.56 | 0 | 0
6338 | 0.05 | 0.05 | 0.02 | 0.02 | 0 | 0 | 1.21 | 1.21 | 0 | 0
6339 | 0.05 | 0.05 | 0.02 | 0.02 | 0 | 0 | 0.49 | 0.49 | 0 | 0
6340 | 0.06 | 0.06 | 0.03 | 0.03 | 0 | 0 | 1.36 | 1.36 | 0 | 0
6341 | 0.05 | 0.05 | 0.02 | 0.02 | 0 | 0 | 0.55 | 0.55 | 0 | 0
6342 | 0.1 | 0.1 | 0.05 | 0.05 | 0 | 0 | 1.42 | 1.42 | 0 | 0
6343 | 0.11 | 0.11 | 0.05 | 0.05 | 0 | 0 | 0.57 | 0.57 | 0 | 0
6344 | 0.14 | 0.14 | 0.07 | 0.07 | 0 | 0 | 0.23 | 0.23 | 0 | 0
6345 | 0.27 | 0.27 | 0.13 | 0.13 | 0 | 0 | 0.1 | 0.1 | 0 | 0
6346 | 0.07 | 0.07 | 0.03 | 0.03 | 0 | 0 | 1.2 | 1.2 | 0 | 0
6347 | 0.28 | 0.28 | 0.14 | 0.14 | 0 | 0 | 0.64 | 0.64 | 0 | 0
6348 | 0.09 | 0.09 | 0.04 | 0.04 | 0 | 0 | 0.26 | 0.26 | 0 | 0
6349 | 0.3 | 0.3 | 0.15 | 0.15 | 0 | 0 | 0.11 | 0.11 | 0 | 0
6350 | 0.38 | 0.38 | 0.18 | 0.18 | 0 | 0 | 0.05 | 0.05 | 0 | 0
6351 | 0.25 | 0.25 | 0.12 | 0.12 | 0 | 0 | 0.02 | 0.02 | 9.66 | 9.66
6352 | 0.35 | 0.35 | 0.17 | 0.17 | 0 | 0 | 0.79 | 0.79 | 0 | 0
6353 | 0.47 | 0.47 | 0.23 | 0.23 | 1.3657 | 1.3657 | 0.32 | 0.32 | 0 | 0
6354 | 0.38 | 0.38 | 0.18 | 0.18 | 0 | 0 | 0.56 | 0.56 | 0 | 0
6355 | 0.09 | 0.09 | 0.04 | 0.04 | 0 | 0 | 0.94 | 0.94 | 0 | 0
6356 | 0.09 | 0.09 | 0.04 | 0.04 | 0 | 0 | 0.38 | 0.38 | 0 | 0
6357 | 0.09 | 0.09 | 0.04 | 0.04 | 0 | 0 | 0.15 | 0.15 | 0 | 0
6358 | 0.08 | 0.08 | 0.04 | 0.04 | 0 | 0 | 0.92 | 0.92 | 0 | 0
6359 | 0.07 | 0.07 | 0.03 | 0.03 | 0 | 0 | 1.28 | 1.28 | 0 | 0
6360 | 0.06 | 0.06 | 0.03 | 0.03 | 3.5432 | 3.5432 | 0.52 | 0.52 | 0 | 0
6361 | 0.07 | 0.07 | 0.03 | 0.03 | 0 | 0 | 0.21 | 0.21 | 0 | 0
6362 | 0.06 | 0.06 | 0.03 | 0.03 | 0 | 0 | 1.26 | 1.26 | 0 | 0
6363 | 0.05 | 0.05 | 0.03 | 0.03 | 0 | 0 | 0.51 | 0.51 | 0 | 0
6364 | 0.06 | 0.06 | 0.03 | 0.03 | 0 | 0 | 0.21 | 0.21 | 0 | 0
6365 | 0.05 | 0.05 | 0.02 | 0.02 | 0 | 0 | 0.09 | 0.09 | 0 | 0
6366 | 0.06 | 0.06 | 0.03 | 0.03 | 0 | 0 | 0.04 | 0.04 | 0 | 0
6367 | 0.29 | 0.29 | 0.14 | 0.14 | 0 | 0 | 0.02 | 0.02 | 0 | 0
6368 | 0.31 | 0.31 | 0.15 | 0.15 | 0 | 0 | 1.34 | 1.34 | 0 | 0
6369 | 0.45 | 0.45 | 0.22 | 0.22 | 0 | 0 | 0.54 | 0.54 | 0 | 0
6370 | 0.18 | 0.18 | 0.09 | 0.09 | 0 | 0 | 0.22 | 0.22 | 0 | 0
6371 | 0.45 | 0.45 | 0.22 | 0.22 | 0 | 0 | 0.09 | 0.09 | 0 | 0
6372 | 0.18 | 0.18 | 0.09 | 0.09 | 0 | 0 | 0.7 | 0.7 | 0 | 0
6373 | 0.18 | 0.18 | 0.09 | 0.09 | 0 | 0 | 0.28 | 0.28 | 0 | 0
6374 | 0.13 | 0.13 | 0.06 | 0.06 | 0 | 0 | 0.12 | 0.12 | 0 | 0
6375 | 0.26 | 0.26 | 0.13 | 0.13 | 0 | 0 | 0.05 | 0.05 | 0 | 0
6376 | 0.16 | 0.16 | 0.08 | 0.08 | 0 | 0 | 0.58 | 0.58 | 0 | 0
6377 | 0.33 | 0.33 | 0.16 | 0.16 | 0 | 0 | 0.24 | 0.24 | 0 | 0
6378 | 0.23 | 0.23 | 0.11 | 0.11 | 0 | 0 | 0.1 | 0.1 | 0 | 0
6379 | 0.17 | 0.17 | 0.08 | 0.08 | 0 | 0 | 0.04 | 0.04 | 0 | 0
6380 | 0.14 | 0.14 | 0.07 | 0.07 | 0 | 0 | 0.61 | 0.61 | 0 | 0
6381 | 0.14 | 0.14 | 0.07 | 0.07 | 0 | 0 | 0.25 | 0.25 | 0 | 0
6382 | 0.11 | 0.11 | 0.05 | 0.05 | 0 | 0 | 0.1 | 0.1 | 0 | 0
6383 | 0.06 | 0.06 | 0.03 | 0.03 | 0 | 0 | 1.04 | 1.04 | 0 | 0
6384 | 0.07 | 0.07 | 0.03 | 0.03 | 1.1938 | 1.1938 | 1.48 | 1.48 | 0 | 0
6385 | 0.05 | 0.05 | 0.02 | 0.02 | 0 | 0 | 0.6 | 0.6 | 0 | 0
6386 | 0.05 | 0.05 | 0.03 | 0.03 | 0 | 0 | 1.39 | 1.39 | 0 | 0
6387 | 0.06 | 0.06 | 0.03 | 0.03 | 0 | 0 | 0.56 | 0.56 | 0 | 0
6388 | 0.06 | 0.06 | 0.03 | 0.03 | 0 | 0 | 0.23 | 0.23 | 0 | 0
6389 | 0.05 | 0.05 | 0.02 | 0.02 | 0 | 0 | 0.09 | 0.09 | 0 | 0
6390 | 0.11 | 0.11 | 0.05 | 0.05 | 0 | 0 | 0.04 | 0.04 | 0 | 0
6391 | 0.11 | 0.11 | 0.05 | 0.05 | 0 | 0 | 1.28 | 1.28 | 0 | 0
6392 | 0.37 | 0.37 | 0.18 | 0.18 | 0 | 0 | 0.52 | 0.52 | 10.95 | 10.95
6393 | 0.11 | 0.11 | 0.05 | 0.05 | 0 | 0 | 1.45 | 1.45 | 0 | 0
6394 | 0.05 | 0.05 | 0.03 | 0.03 | 0 | 0 | 0.58 | 0.58 | 0 | 0
6395 | 0.12 | 0.12 | 0.06 | 0.06 | 0 | 0 | 0.98 | 0.98 | 0 | 0
6396 | 0.08 | 0.08 | 0.04 | 0.04 | 0 | 0 | 0.4 | 0.4 | 0 | 0
6397 | 0.15 | 0.15 | 0.07 | 0.07 | 0 | 0 | 0.16 | 0.16 | 0 | 0
6398 | 0.22 | 0.22 | 0.11 | 0.11 | 0 | 0 | 0.07 | 0.07 | 0 | 0
6399 | 0.32 | 0.32 | 0.16 | 0.16 | 0 | 0 | 0.47 | 0.47 | 0 | 0
6400 | 0.35 | 0.35 | 0.17 | 0.17 | 0 | 0 | 0.19 | 0.19 | 0 | 0
6401 | 0.32 | 0.32 | 0.15 | 0.15 | 0 | 0 | 0.08 | 0.08 | 0 | 0
6402 | 0.23 | 0.23 | 0.11 | 0.11 | 0 | 0 | 0.49 | 0.49 | 0 | 0
6403 | 0.14 | 0.14 | 0.07 | 0.07 | 0 | 0 | 0.69 | 0.69 | 0 | 0
6404 | 0.14 | 0.14 | 0.07 | 0.07 | 0 | 0 | 0.81 | 0.81 | 0 | 0
6405 | 0.13 | 0.13 | 0.06 | 0.06 | 1.0245 | 1.0245 | 0.33 | 0.33 | 0 | 0
6406 | 0.12 | 0.12 | 0.06 | 0.06 | 0 | 0 | 0.84 | 0.84 | 0 | 0
6407 | 0.07 | 0.07 | 0.03 | 0.03 | 0 | 0 | 1.11 | 1.11 | 0 | 0
6408 | 0.06 | 0.06 | 0.03 | 0.03 | 0 | 0 | 0.45 | 0.45 | 0 | 0
6409 | 0.05 | 0.05 | 0.02 | 0.02 | 0 | 0 | 0.18 | 0.18 | 0 | 0
6410 | 0.04 | 0.04 | 0.02 | 0.02 | 0 | 0 | 0.08 | 0.08 | 0 | 0
6411 | 0.08 | 0.08 | 0.04 | 0.04 | 0 | 0 | 1.03 | 1.03 | 0 | 0
6412 | 0.05 | 0.05 | 0.03 | 0.03 | 0 | 0 | 0.42 | 0.42 | 0 | 0
6413 | 0.04 | 0.04 | 0.02 | 0.02 | 0 | 0 | 0.17 | 0.17 | 0 | 0
6414 | 0.12 | 0.12 | 0.06 | 0.06 | 0 | 0 | 0.07 | 0.07 | 0 | 0
6415 | 0.09 | 0.09 | 0.05 | 0.05 | 0 | 0 | 0.03 | 0.03 | 0 | 0
6416 | 0.17 | 0.17 | 0.08 | 0.08 | 0 | 0 | 0.02 | 0.02 | 0 | 0
6417 | 0.32 | 0.32 | 0.15 | 0.15 | 0 | 0 | 0.01 | 0.01 | 0 | 0
6418 | 0.15 | 0.15 | 0.07 | 0.07 | 0 | 0 | 1.05 | 1.05 | 0 | 0
6419 | 0.19 | 0.19 | 0.09 | 0.09 | 0 | 0 | 0.42 | 0.42 | 0 | 0
6420 | 0.29 | 0.29 | 0.14 | 0.14 | 0 | 0 | 0.86 | 0.86 | 0 | 0
6421 | 0.21 | 0.21 | 0.1 | 0.1 | 0 | 0 | 0.35 | 0.35 | 0 | 0
6422 | 0.19 | 0.19 | 0.09 | 0.09 | 0 | 0 | 0.14 | 0.14 | 0 | 0
6423 | 0.11 | 0.11 | 0.05 | 0.05 | 0 | 0 | 0.06 | 0.06 | 0 | 0
6424 | 0.23 | 0.23 | 0.11 | 0.11 | 0 | 0 | 0.43 | 0.43 | 0 | 0
6425 | 0.16 | 0.16 | 0.08 | 0.08 | 0 | 0 | 0.17 | 0.17 | 0 | 0
6426 | 0.24 | 0.24 | 0.12 | 0.12 | 0 | 0 | 0.24 | 0.24 | 0 | 0
6427 | 0.19 | 0.19 | 0.09 | 0.09 | 0 | 0 | 0.51 | 0.51 | 0 | 0
6428 | 0.39 | 0.39 | 0.19 | 0.19 | 0 | 0 | 0.21 | 0.21 | 0 | 0
6429 | 0.41 | 0.41 | 0.2 | 0.2 | 0 | 0 | 0.09 | 0.09 | 0 | 0
6430 | 0.11 | 0.11 | 0.05 | 0.05 | 0 | 0 | 0.76 | 0.76 | 0 | 0
6431 | 0.07 | 0.07 | 0.03 | 0.03 | 0 | 0 | 0.31 | 0.31 | 0 | 0
6432 | 0.09 | 0.09 | 0.04 | 0.04 | 0 | 0 | 1.13 | 1.13 | 0 | 0
6433 | 0.05 | 0.05 | 0.03 | 0.03 | 0 | 0 | 1.51 | 1.51 | 0 | 0
6434 | 0.05 | 0.05 | 0.02 | 0.02 | 0 | 0 | 0.61 | 0.61 | 0 | 0
6435 | 0.04 | 0.04 | 0.02 | 0.02 | 0 | 0 | 0.25 | 0.25 | 0 | 0
6436 | 0.06 | 0.06 | 0.03 | 0.03 | 0 | 0 | 0.1 | 0.1 | 0 | 0
6437 | 0.05 | 0.05 | 0.02 | 0.02 | 0 | 0 | 0.04 | 0.04 | 0 | 0
6438 | 0.1 | 0.1 | 0.05 | 0.05 | 0 | 0 | 0.02 | 0.02 | 0 | 0
6439 | 0.17 | 0.17 | 0.08 | 0.08 | 0 | 0 | 1.24 | 1.24 | 0 | 0
6440 | 0.28 | 0.28 | 0.13 | 0.13 | 0 | 0 | 1.39 | 1.39 | 9.78 | 9.78
6441 | 0.31 | 0.31 | 0.15 | 0.15 | 0 | 0 | 0.56 | 0.56 | 0 | 0
6442 | 0.15 | 0.15 | 0.07 | 0.07 | 0 | 0 | 0.23 | 0.23 | 0 | 0
6443 | 0.1 | 0.1 | 0.05 | 0.05 | 0 | 0 | 0.09 | 0.09 | 0 | 0
6444 | 0.16 | 0.16 | 0.08 | 0.08 | 0 | 0 | 0.04 | 0.04 | 0 | 0
6445 | 0.34 | 0.34 | 0.16 | 0.16 | 0 | 0 | 0.47 | 0.47 | 0 | 0
6446 | 0.41 | 0.41 | 0.2 | 0.2 | 0 | 0 | 0.19 | 0.19 | 0 | 0
6447 | 0.32 | 0.32 | 0.16 | 0.16 | 0 | 0 | 0.08 | 0.08 | 0 | 0
6448 | 0.32 | 0.32 | 0.15 | 0.15 | 0 | 0 | 0.03 | 0.03 | 0 | 0
6449 | 0.31 | 0.31 | 0.15 | 0.15 | 0 | 0 | 0.02 | 0.02 | 0 | 0
6450 | 0.48 | 0.48 | 0.23 | 0.23 | 0 | 0 | 0.01 | 0.01 | 13.49 | 13.49
6451 | 0.29 | 0.29 | 0.14 | 0.14 | 0 | 0 | 0.01 | 0.01 | 0 | 0
6452 | 0.14 | 0.14 | 0.07 | 0.07 | 1.9798 | 1.9798 | 0.45 | 0.45 | 0 | 0
6453 | 0.12 | 0.12 | 0.06 | 0.06 | 0 | 0 | 0.75 | 0.75 | 0 | 0
6454 | 0.11 | 0.11 | 0.05 | 0.05 | 0 | 0 | 0.3 | 0.3 | 0 | 0
6455 | 0.07 | 0.07 | 0.03 | 0.03 | 0 | 0 | 1.02 | 1.02 | 0 | 0
6456 | 0.06 | 0.06 | 0.03 | 0.03 | 0 | 0 | 1.41 | 1.41 | 0 | 0
6457 | 0.06 | 0.06 | 0.03 | 0.03 | 0 | 0 | 0.57 | 0.57 | 0 | 0
6458 | 0.05 | 0.05 | 0.03 | 0.03 | 0 | 0 | 0.23 | 0.23 | 0 | 0
6459 | 0.04 | 0.04 | 0.02 | 0.02 | 0 | 0 | 0.09 | 0.09 | 0 | 0
6460 | 0.06 | 0.06 | 0.03 | 0.03 | 0 | 0 | 0.04 | 0.04 | 0 | 0
6461 | 0.06 | 0.06 | 0.03 | 0.03 | 0 | 0 | 1.03 | 1.03 | 0 | 0
6462 | 0.12 | 0.12 | 0.06 | 0.06 | 0 | 0 | 0.41 | 0.41 | 0 | 0
6463 | 0.2 | 0.2 | 0.09 | 0.09 | 0 | 0 | 0.17 | 0.17 | 0 | 0
6464 | 0.49 | 0.49 | 0.24 | 0.24 | 0 | 0 | 0.07 | 0.07 | 0 | 0
6465 | 0.25 | 0.25 | 0.12 | 0.12 | 0 | 0 | 1.14 | 1.14 | 0 | 0
6466 | 0.44 | 0.44 | 0.21 | 0.21 | 0 | 0 | 0.46 | 0.46 | 0 | 0
6467 | 0.07 | 0.07 | 0.03 | 0.03 | 0 | 0 | 0.19 | 0.19 | 0 | 0
6468 | 0.09 | 0.09 | 0.04 | 0.04 | 0 | 0 | 0.08 | 0.08 | 0 | 0
6469 | 0.24 | 0.24 | 0.12 | 0.12 | 0 | 0 | 0.03 | 0.03 | 0 | 0
6470 | 0.1 | 0.1 | 0.05 | 0.05 | 0 | 0 | 0.02 | 0.02 | 0 | 0
6471 | 0.19 | 0.19 | 0.09 | 0.09 | 0 | 0 | 0.01 | 0.01 | 0 | 0
6472 | 0.31 | 0.31 | 0.15 | 0.15 | 0 | 0 | 0.01 | 0.01 | 0 | 0
6473 | 0.17 | 0.17 | 0.08 | 0.08 | 0 | 0 | 0 | 0 | 0 | 0
6474 | 0.22 | 0.22 | 0.11 | 0.11 | 0 | 0 | 0.36 | 0.36 | 0 | 0
6475 | 0.3 | 0.3 | 0.15 | 0.15 | 0 | 0 | 0.15 | 0.15 | 0 | 0
6476 | 0.16 | 0.16 | 0.08 | 0.08 | 0 | 0 | 0.06 | 0.06 | 0 | 0
6477 | 0.14 | 0.14 | 0.07 | 0.07 | 0 | 0 | 0.59 | 0.59 | 0 | 0
6478 | 0.14 | 0.14 | 0.07 | 0.07 | 0 | 0 | 0.24 | 0.24 | 0 | 0
6479 | 0.08 | 0.08 | 0.04 | 0.04 | 0 | 0 | 0.97 | 0.97 | 0 | 0
6480 | 0.05 | 0.05 | 0.03 | 0.03 | 0 | 0 | 1.35 | 1.35 | 0 | 0
6481 | 0.06 | 0.06 | 0.03 | 0.03 | 0 | 0 | 0.54 | 0.54 | 0 | 0
6482 | 0.05 | 0.05 | 0.03 | 0.03 | 0 | 0 | 0.22 | 0.22 | 0 | 0
6483 | 0.05 | 0.05 | 0.02 | 0.02 | 0 | 0 | 1.21 | 1.21 | 0 | 0
6484 | 0.05 | 0.05 | 0.02 | 0.02 | 0 | 0 | 0.49 | 0.49 | 0 | 0
6485 | 0.06 | 0.06 | 0.03 | 0.03 | 0 | 0 | 0.2 | 0.2 | 0 | 0
6486 | 0.12 | 0.12 | 0.06 | 0.06 | 0 | 0 | 1.24 | 1.24 | 0 | 0
6487 | 0.12 | 0.12 | 0.06 | 0.06 | 0 | 0 | 0.5 | 0.5 | 0 | 0
6488 | 0.1 | 0.1 | 0.05 | 0.05 | 0 | 0 | 1.43 | 1.43 | 0 | 0
6489 | 0.12 | 0.12 | 0.06 | 0.06 | 0 | 0 | 1.04 | 1.04 | 0 | 0
6490 | 0.15 | 0.15 | 0.07 | 0.07 | 0 | 0 | 0.42 | 0.42 | 0 | 0
6491 | 0.16 | 0.16 | 0.08 | 0.08 | 0 | 0 | 0.17 | 0.17 | 0 | 0
6492 | 0.24 | 0.24 | 0.11 | 0.11 | 0 | 0 | 0.07 | 0.07 | 0 | 0
6493 | 0.19 | 0.19 | 0.09 | 0.09 | 0 | 0 | 0.03 | 0.03 | 0 | 0
6494 | 0.2 | 0.2 | 0.09 | 0.09 | 0 | 0 | 0.02 | 0.02 | 0 | 0
6495 | 0.25 | 0.25 | 0.12 | 0.12 | 0 | 0 | 0.01 | 0.01 | 10.24 | 10.24
6496 | 0.3 | 0.3 | 0.15 | 0.15 | 0 | 0 | 0.01 | 0.01 | 0 | 0
6497 | 0.31 | 0.31 | 0.15 | 0.15 | 0 | 0 | 0 | 0 | 0 | 0
6498 | 0.41 | 0.41 | 0.2 | 0.2 | 0 | 0 | 0 | 0 | 0 | 0
6499 | 0.19 | 0.19 | 0.09 | 0.09 | 0 | 0 | 0.61 | 0.61 | 0 | 0
6500 | 0.14 | 0.14 | 0.07 | 0.07 | 0 | 0 | 0.9 | 0.9 | 0 | 0
6501 | 0.72 | 0.72 | 0.35 | 0.35 | 2.4305 | 2.4305 | 0.36 | 0.36 | 0 | 0
6502 | 0.38 | 0.38 | 0.18 | 0.18 | 0 | 0 | 0.15 | 0.15 | 0 | 0
6503 | 0.11 | 0.11 | 0.05 | 0.05 | 0 | 0 | 0.06 | 0.06 | 0 | 0
6504 | 0.06 | 0.06 | 0.03 | 0.03 | 0 | 0 | 0.03 | 0.03 | 0 | 0
6505 | 0.06 | 0.06 | 0.03 | 0.03 | 0 | 0 | 0.01 | 0.01 | 0 | 0
6506 | 0.05 | 0.05 | 0.02 | 0.02 | 0 | 0 | 0.01 | 0.01 | 0 | 0
6507 | 0.05 | 0.05 | 0.02 | 0.02 | 0 | 0 | 1.16 | 1.16 | 0 | 0
6508 | 0.05 | 0.05 | 0.03 | 0.03 | 0 | 0 | 0.47 | 0.47 | 0 | 0
6509 | 0.05 | 0.05 | 0.02 | 0.02 | 0 | 0 | 0.19 | 0.19 | 0 | 0
6510 | 0.1 | 0.1 | 0.05 | 0.05 | 0 | 0 | 0.08 | 0.08 | 0 | 0
6511 | 0.2 | 0.2 | 0.1 | 0.1 | 0 | 0 | 0.03 | 0.03 | 11.1 | 11.1
6512 | 0.26 | 0.26 | 0.13 | 0.13 | 0 | 0 | 1.19 | 1.19 | 0 | 0
6513 | 0.11 | 0.11 | 0.05 | 0.05 | 0 | 0 | 0.48 | 0.48 | 0 | 0
6514 | 0.21 | 0.21 | 0.1 | 0.1 | 0 | 0 | 0.19 | 0.19 | 0 | 0
6515 | 0.14 | 0.14 | 0.07 | 0.07 | 0 | 0 | 0.08 | 0.08 | 0 | 0
6516 | 0.29 | 0.29 | 0.14 | 0.14 | 0 | 0 | 0.04 | 0.04 | 0 | 0
6517 | 0.16 | 0.16 | 0.08 | 0.08 | 0 | 0 | 0.02 | 0.02 | 0 | 0
6518 | 0.15 | 0.15 | 0.07 | 0.07 | 0 | 0 | 0.01 | 0.01 | 0 | 0
6519 | 0.38 | 0.38 | 0.18 | 0.18 | 0 | 0 | 0.37 | 0.37 | 0 | 0
6520 | 0.35 | 0.35 | 0.17 | 0.17 | 0 | 0 | 0.15 | 0.15 | 0 | 0
6521 | 0.46 | 0.46 | 0.22 | 0.22 | 0 | 0 | 0.06 | 0.06 | 0 | 0
6522 | 0.25 | 0.25 | 0.12 | 0.12 | 0 | 0 | 0.03 | 0.03 | 0 | 0
6523 | 0.16 | 0.16 | 0.08 | 0.08 | 0 | 0 | 0.39 | 0.39 | 0 | 0
6524 | 0.16 | 0.16 | 0.08 | 0.08 | 0 | 0 | 0.16 | 0.16 | 0 | 0
6525 | 0.16 | 0.16 | 0.08 | 0.08 | 6.522 | 6.522 | 0.67 | 0.67 | 0 | 0
6526 | 0.16 | 0.16 | 0.08 | 0.08 | 0 | 0 | 0.27 | 0.27 | 0 | 0
6527 | 0.11 | 0.11 | 0.05 | 0.05 | 0 | 0 | 0.11 | 0.11 | 0 | 0
6528 | 0.06 | 0.06 | 0.03 | 0.03 | 0 | 0 | 0.05 | 0.05 | 0 | 0
6529 | 0.05 | 0.05 | 0.03 | 0.03 | 0 | 0 | 0.02 | 0.02 | 0 | 0
6530 | 0.07 | 0.07 | 0.04 | 0.04 | 0 | 0 | 0.88 | 0.88 | 0 | 0
6531 | 0.07 | 0.07 | 0.03 | 0.03 | 0 | 0 | 0.36 | 0.36 | 0 | 0
6532 | 0.04 | 0.04 | 0.02 | 0.02 | 0 | 0 | 0.99 | 0.99 | 0 | 0
6533 | 0.05 | 0.05 | 0.02 | 0.02 | 0 | 0 | 0.4 | 0.4 | 0 | 0
6534 | 0.05 | 0.05 | 0.03 | 0.03 | 0 | 0 | 1.03 | 1.03 | 0 | 0
6535 | 0.21 | 0.21 | 0.1 | 0.1 | 0 | 0 | 1.29 | 1.29 | 0 | 0
6536 | 0.3 | 0.3 | 0.15 | 0.15 | 0 | 0 | 1.16 | 1.16 | 0 | 0
6537 | 0.35 | 0.35 | 0.17 | 0.17 | 0 | 0 | 0.67 | 0.67 | 0 | 0
6538 | 0.17 | 0.17 | 0.08 | 0.08 | 0 | 0 | 0.27 | 0.27 | 0 | 0
6539 | 0.06 | 0.06 | 0.03 | 0.03 | 0 | 0 | 0.11 | 0.11 | 0 | 0
6540 | 0.08 | 0.08 | 0.04 | 0.04 | 0 | 0 | 0.05 | 0.05 | 0 | 0
6541 | 0.09 | 0.09 | 0.04 | 0.04 | 0 | 0 | 0.02 | 0.02 | 0 | 0
6542 | 0.15 | 0.15 | 0.07 | 0.07 | 0 | 0 | 0.34 | 0.34 | 0 | 0
6543 | 0.3 | 0.3 | 0.14 | 0.14 | 0 | 0 | 0.14 | 0.14 | 0 | 0
6544 | 0.21 | 0.21 | 0.1 | 0.1 | 0 | 0 | 0.06 | 0.06 | 0 | 0
6545 | 0.31 | 0.31 | 0.15 | 0.15 | 0 | 0 | 0.26 | 0.26 | 0 | 0
6546 | 0.6 | 0.6 | 0.29 | 0.29 | 3.0239 | 3.0239 | 0.11 | 0.11 | 0 | 0
6547 | 0.21 | 0.21 | 0.1 | 0.1 | 0 | 0 | 0.34 | 0.34 | 0 | 0
6548 | 0.14 | 0.14 | 0.07 | 0.07 | 0 | 0 | 0.58 | 0.58 | 0 | 0
6549 | 0.11 | 0.11 | 0.05 | 0.05 | 0 | 0 | 0.87 | 0.87 | 0 | 0
6550 | 0.09 | 0.09 | 0.04 | 0.04 | 0 | 0 | 1 | 1 | 0 | 0
6551 | 0.07 | 0.07 | 0.03 | 0.03 | 0 | 0 | 1.08 | 1.08 | 0 | 0
6552 | 0.06 | 0.06 | 0.03 | 0.03 | 1.1809 | 1.1809 | 0.43 | 0.43 | 0 | 0
6553 | 0.06 | 0.06 | 0.03 | 0.03 | 0 | 0 | 0.18 | 0.18 | 0 | 0
6554 | 0.05 | 0.05 | 0.02 | 0.02 | 0 | 0 | 0.96 | 0.96 | 0 | 0
6555 | 0.05 | 0.05 | 0.02 | 0.02 | 0 | 0 | 1.29 | 1.29 | 0 | 0
6556 | 0.05 | 0.05 | 0.02 | 0.02 | 0 | 0 | 0.52 | 0.52 | 0 | 0
6557 | 0.05 | 0.05 | 0.02 | 0.02 | 0 | 0 | 1.08 | 1.08 | 0 | 0
6558 | 0.08 | 0.08 | 0.04 | 0.04 | 0 | 0 | 0.44 | 0.44 | 0 | 0
6559 | 0.23 | 0.23 | 0.11 | 0.11 | 0 | 0 | 1.19 | 1.19 | 0 | 0
6560 | 0.14 | 0.14 | 0.07 | 0.07 | 0 | 0 | 0.48 | 0.48 | 0 | 0
6561 | 0.24 | 0.24 | 0.12 | 0.12 | 0 | 0 | 1.2 | 1.2 | 0 | 0
6562 | 0.22 | 0.22 | 0.11 | 0.11 | 0 | 0 | 0.54 | 0.54 | 0 | 0
6563 | 0.3 | 0.3 | 0.15 | 0.15 | 0 | 0 | 0.22 | 0.22 | 0 | 0
6564 | 0.16 | 0.16 | 0.08 | 0.08 | 0 | 0 | 0.09 | 0.09 | 0 | 0
6565 | 0.2 | 0.2 | 0.1 | 0.1 | 0 | 0 | 0.04 | 0.04 | 0 | 0
6566 | 0.19 | 0.19 | 0.09 | 0.09 | 0 | 0 | 0.02 | 0.02 | 0 | 0
6567 | 0.19 | 0.19 | 0.09 | 0.09 | 0 | 0 | 0.38 | 0.38 | 0 | 0
6568 | 0.16 | 0.16 | 0.08 | 0.08 | 0 | 0 | 0.16 | 0.16 | 0 | 0
6569 | 0.25 | 0.25 | 0.12 | 0.12 | 0 | 0 | 0.07 | 0.07 | 0 | 0
6570 | 0.27 | 0.27 | 0.13 | 0.13 | 0 | 0 | 0.03 | 0.03 | 0 | 0
6571 | 0.14 | 0.14 | 0.07 | 0.07 | 0 | 0 | 0.01 | 0.01 | 0 | 0
6572 | 0.16 | 0.16 | 0.08 | 0.08 | 0 | 0 | 0.01 | 0.01 | 9.98 | 9.98
6573 | 0.5 | 0.5 | 0.24 | 0.24 | 0 | 0 | 0.01 | 0.01 | 0 | 0
6574 | 0.24 | 0.24 | 0.12 | 0.12 | 0 | 0 | 0 | 0 | 0 | 0
6575 | 0.14 | 0.14 | 0.07 | 0.07 | 0 | 0 | 0 | 0 | 0 | 0
6576 | 0.09 | 0.09 | 0.04 | 0.04 | 0 | 0 | 0 | 0 | 0 | 0
6577 | 0.06 | 0.06 | 0.03 | 0.03 | 0 | 0 | 0 | 0 | 0 | 0
6578 | 0.04 | 0.04 | 0.02 | 0.02 | 0 | 0 | 1.16 | 1.16 | 0 | 0
6579 | 0.06 | 0.06 | 0.03 | 0.03 | 0 | 0 | 1.66 | 1.66 | 0 | 0
6580 | 0.06 | 0.06 | 0.03 | 0.03 | 0 | 0 | 0.67 | 0.67 | 0 | 0
6581 | 0.05 | 0.05 | 0.02 | 0.02 | 0 | 0 | 0.27 | 0.27 | 0 | 0
6582 | 0.1 | 0.1 | 0.05 | 0.05 | 0 | 0 | 0.11 | 0.11 | 0 | 0
6583 | 0.28 | 0.28 | 0.14 | 0.14 | 0 | 0 | 1.37 | 1.37 | 0 | 0
6584 | 0.22 | 0.22 | 0.11 | 0.11 | 0 | 0 | 0.55 | 0.55 | 0 | 0
6585 | 0.09 | 0.09 | 0.05 | 0.05 | 0 | 0 | 1.48 | 1.48 | 0 | 0
6586 | 0.13 | 0.13 | 0.06 | 0.06 | 0 | 0 | 0.6 | 0.6 | 0 | 0
6587 | 0.1 | 0.1 | 0.05 | 0.05 | 0 | 0 | 1.21 | 1.21 | 0 | 0
6588 | 0.09 | 0.09 | 0.04 | 0.04 | 0 | 0 | 0.49 | 0.49 | 0 | 0
6589 | 0.11 | 0.11 | 0.05 | 0.05 | 0 | 0 | 0.2 | 0.2 | 0 | 0
6590 | 0.24 | 0.24 | 0.11 | 0.11 | 0 | 0 | 0.08 | 0.08 | 0 | 0
6591 | 0.22 | 0.22 | 0.11 | 0.11 | 0 | 0 | 0.04 | 0.04 | 9.8 | 9.8
6592 | 0.39 | 0.39 | 0.19 | 0.19 | 0 | 0 | 0.02 | 0.02 | 0 | 0
6593 | 0.16 | 0.16 | 0.08 | 0.08 | 0 | 0 | 0.01 | 0.01 | 0 | 0
6594 | 0.22 | 0.22 | 0.1 | 0.1 | 0 | 0 | 0.01 | 0.01 | 0 | 0
6595 | 0.15 | 0.15 | 0.07 | 0.07 | 0 | 0 | 0 | 0 | 0 | 0
6596 | 0.11 | 0.11 | 0.05 | 0.05 | 0 | 0 | 0 | 0 | 0 | 0
6597 | 0.08 | 0.08 | 0.04 | 0.04 | 0 | 0 | 0 | 0 | 0 | 0
6598 | 0.09 | 0.09 | 0.04 | 0.04 | 0 | 0 | 0 | 0 | 0 | 0
6599 | 0.12 | 0.12 | 0.06 | 0.06 | 0 | 0 | 0 | 0 | 0 | 0
6600 | 0.06 | 0.06 | 0.03 | 0.03 | 0 | 0 | 0 | 0 | 0 | 0
6601 | 0.05 | 0.05 | 0.03 | 0.03 | 0 | 0 | 0 | 0 | 0 | 0
6602 | 0.05 | 0.05 | 0.03 | 0.03 | 0 | 0 | 0.85 | 0.85 | 0 | 0
6603 | 0.04 | 0.04 | 0.02 | 0.02 | 0 | 0 | 0.34 | 0.34 | 0 | 0
6604 | 0.05 | 0.05 | 0.02 | 0.02 | 0 | 0 | 0.14 | 0.14 | 0 | 0
6605 | 0.05 | 0.05 | 0.02 | 0.02 | 0 | 0 | 0.06 | 0.06 | 0 | 0
6606 | 0.16 | 0.16 | 0.08 | 0.08 | 0 | 0 | 0.03 | 0.03 | 0 | 0
6607 | 0.11 | 0.11 | 0.05 | 0.05 | 0 | 0 | 0.98 | 0.98 | 0 | 0
6608 | 0.08 | 0.08 | 0.04 | 0.04 | 0 | 0 | 1.16 | 1.16 | 0 | 0
6609 | 0.1 | 0.1 | 0.05 | 0.05 | 0 | 0 | 0.47 | 0.47 | 0 | 0
6610 | 0.15 | 0.15 | 0.07 | 0.07 | 0 | 0 | 1.2 | 1.2 | 0 | 0
6611 | 0.23 | 0.23 | 0.11 | 0.11 | 0 | 0 | 0.48 | 0.48 | 0 | 0
6612 | 0.07 | 0.07 | 0.03 | 0.03 | 0 | 0 | 0.2 | 0.2 | 0 | 0
6613 | 0.14 | 0.14 | 0.07 | 0.07 | 0 | 0 | 0.08 | 0.08 | 0 | 0
6614 | 0.09 | 0.09 | 0.04 | 0.04 | 0 | 0 | 0.04 | 0.04 | 0 | 0
6615 | 0.4 | 0.4 | 0.19 | 0.19 | 0 | 0 | 0.02 | 0.02 | 0 | 0
6616 | 0.8 | 0.8 | 0.39 | 0.39 | 0 | 0 | 0.01 | 0.01 | 0 | 0
6617 | 0.39 | 0.39 | 0.19 | 0.19 | 0 | 0 | 0.95 | 0.95 | 0 | 0
6618 | 0.27 | 0.27 | 0.13 | 0.13 | 0 | 0 | 1.06 | 1.06 | 0 | 0
6619 | 0.24 | 0.24 | 0.12 | 0.12 | 0 | 0 | 1.53 | 1.53 | 0 | 0
6620 | 0.22 | 0.22 | 0.11 | 0.11 | 0 | 0 | 0.61 | 0.61 | 0 | 0
6621 | 0.13 | 0.13 | 0.06 | 0.06 | 0 | 0 | 0.25 | 0.25 | 0 | 0
6622 | 0.13 | 0.13 | 0.06 | 0.06 | 0 | 0 | 0.1 | 0.1 | 0 | 0
6623 | 0.08 | 0.08 | 0.04 | 0.04 | 0 | 0 | 1.23 | 1.23 | 0 | 0
6624 | 0.05 | 0.05 | 0.02 | 0.02 | 0 | 0 | 0.49 | 0.49 | 0 | 0
6625 | 0.06 | 0.06 | 0.03 | 0.03 | 0 | 0 | 0.2 | 0.2 | 0 | 0
6626 | 0.06 | 0.06 | 0.03 | 0.03 | 0 | 0 | 0.08 | 0.08 | 0 | 0
6627 | 0.04 | 0.04 | 0.02 | 0.02 | 0 | 0 | 0.04 | 0.04 | 0 | 0
6628 | 0.06 | 0.06 | 0.03 | 0.03 | 0 | 0 | 1.25 | 1.25 | 0 | 0
6629 | 0.05 | 0.05 | 0.02 | 0.02 | 0 | 0 | 0.5 | 0.5 | 0 | 0
6630 | 0.17 | 0.17 | 0.08 | 0.08 | 0 | 0 | 1.41 | 1.41 | 0 | 0
6631 | 0.26 | 0.26 | 0.13 | 0.13 | 0 | 0 | 1.75 | 1.75 | 0 | 0
6632 | 0.23 | 0.23 | 0.11 | 0.11 | 0 | 0 | 1.84 | 1.84 | 0 | 0
6633 | 0.07 | 0.07 | 0.03 | 0.03 | 0 | 0 | 1.77 | 1.77 | 0 | 0
6634 | 0.29 | 0.29 | 0.14 | 0.14 | 0 | 0 | 1.61 | 1.61 | 0 | 0
6635 | 0.11 | 0.11 | 0.05 | 0.05 | 0 | 0 | 1.27 | 1.27 | 9.78 | 9.78
6636 | 0.05 | 0.05 | 0.03 | 0.03 | 0 | 0 | 0.51 | 0.51 | 0 | 0
6637 | 0.08 | 0.08 | 0.04 | 0.04 | 0 | 0 | 0.21 | 0.21 | 0 | 0
6638 | 0.15 | 0.15 | 0.07 | 0.07 | 0 | 0 | 0.09 | 0.09 | 0 | 0
6639 | 0.26 | 0.26 | 0.13 | 0.13 | 0 | 0 | 0.04 | 0.04 | 0 | 0
6640 | 0.2 | 0.2 | 0.1 | 0.1 | 0 | 0 | 0.24 | 0.24 | 0 | 0
6641 | 0.2 | 0.2 | 0.1 | 0.1 | 0 | 0 | 0.1 | 0.1 | 0 | 0
6642 | 0.26 | 0.26 | 0.12 | 0.12 | 0 | 0 | 0.99 | 0.99 | 0 | 0
6643 | 0.16 | 0.16 | 0.08 | 0.08 | 0 | 0 | 1.38 | 1.38 | 0 | 0
6644 | 0.28 | 0.28 | 0.14 | 0.14 | 0 | 0 | 1.77 | 1.77 | 0 | 0
6645 | 0.23 | 0.23 | 0.11 | 0.11 | 0 | 0 | 1.94 | 1.94 | 0 | 0
6646 | 0.14 | 0.14 | 0.07 | 0.07 | 0 | 0 | 2.03 | 2.03 | 0 | 0
6647 | 0.11 | 0.11 | 0.05 | 0.05 | 5.2008 | 5.2008 | 0.82 | 0.82 | 0 | 0
6648 | 0.09 | 0.09 | 0.04 | 0.04 | 0 | 0 | 0.33 | 0.33 | 0 | 0
6649 | 0.08 | 0.08 | 0.04 | 0.04 | 0 | 0 | 0.13 | 0.13 | 0 | 0
6650 | 0.07 | 0.07 | 0.03 | 0.03 | 0 | 0 | 1.34 | 1.34 | 0 | 0
6651 | 0.07 | 0.07 | 0.03 | 0.03 | 0 | 0 | 0.54 | 0.54 | 0 | 0
6652 | 0.07 | 0.07 | 0.04 | 0.04 | 0 | 0 | 0.22 | 0.22 | 0 | 0
6653 | 0.07 | 0.07 | 0.03 | 0.03 | 0 | 0 | 1.37 | 1.37 | 0 | 0
6654 | 0.21 | 0.21 | 0.1 | 0.1 | 0 | 0 | 0.55 | 0.55 | 0 | 0
6655 | 0.07 | 0.07 | 0.03 | 0.03 | 0 | 0 | 0.22 | 0.22 | 0 | 0
6656 | 0.1 | 0.1 | 0.05 | 0.05 | 0 | 0 | 0.09 | 0.09 | 0 | 0
6657 | 0.16 | 0.16 | 0.08 | 0.08 | 0 | 0 | 0.04 | 0.04 | 0 | 0
6658 | 0.17 | 0.17 | 0.08 | 0.08 | 0 | 0 | 1.26 | 1.26 | 0 | 0
6659 | 0.13 | 0.13 | 0.07 | 0.07 | 0 | 0 | 0.51 | 0.51 | 0 | 0
6660 | 0.14 | 0.14 | 0.07 | 0.07 | 0 | 0 | 0.21 | 0.21 | 0 | 0
6661 | 0.18 | 0.18 | 0.09 | 0.09 | 0 | 0 | 0.09 | 0.09 | 0 | 0
6662 | 0.21 | 0.21 | 0.1 | 0.1 | 0 | 0 | 0.04 | 0.04 | 0 | 0
6663 | 0.23 | 0.23 | 0.11 | 0.11 | 0 | 0 | 0.02 | 0.02 | 0 | 0
6664 | 0.28 | 0.28 | 0.14 | 0.14 | 0 | 0 | 0.01 | 0.01 | 0 | 0
6665 | 0.23 | 0.23 | 0.11 | 0.11 | 0 | 0 | 0.56 | 0.56 | 0 | 0
6666 | 0.22 | 0.22 | 0.11 | 0.11 | 0 | 0 | 0.23 | 0.23 | 0 | 0
6667 | 0.19 | 0.19 | 0.09 | 0.09 | 0 | 0 | 1.3 | 1.3 | 0 | 0
6668 | 0.14 | 0.14 | 0.07 | 0.07 | 0 | 0 | 1.72 | 1.72 | 0 | 0
6669 | 0.36 | 0.36 | 0.18 | 0.18 | 0 | 0 | 1.93 | 1.93 | 0 | 0
6670 | 0.39 | 0.39 | 0.19 | 0.19 | 0 | 0 | 2.04 | 2.04 | 0 | 0
6671 | 0.15 | 0.15 | 0.07 | 0.07 | 0 | 0 | 2.11 | 2.11 | 0 | 0
6672 | 0.07 | 0.07 | 0.03 | 0.03 | 0 | 0 | 2.15 | 2.15 | 0 | 0
6673 | 0.06 | 0.06 | 0.03 | 0.03 | 0 | 0 | 2.18 | 2.18 | 0 | 0
6674 | 0.08 | 0.08 | 0.04 | 0.04 | 0 | 0 | 2.23 | 2.23 | 0 | 0
6675 | 0.07 | 0.07 | 0.03 | 0.03 | 0 | 0 | 0.89 | 0.89 | 0 | 0
6676 | 0.05 | 0.05 | 0.02 | 0.02 | 0 | 0 | 1.81 | 1.81 | 0 | 0
6677 | 0.07 | 0.07 | 0.03 | 0.03 | 0 | 0 | 2.18 | 2.18 | 0 | 0
6678 | 0.08 | 0.08 | 0.04 | 0.04 | 0 | 0 | 0.88 | 0.88 | 0 | 0
6679 | 0.34 | 0.34 | 0.17 | 0.17 | 0 | 0 | 1.88 | 1.88 | 9.65 | 9.65
6680 | 0.62 | 0.62 | 0.3 | 0.3 | 0 | 0 | 2.29 | 2.29 | 0 | 0
6681 | 0.63 | 0.63 | 0.3 | 0.3 | 0 | 0 | 0.92 | 0.92 | 0 | 0
6682 | 0.3 | 0.3 | 0.15 | 0.15 | 0 | 0 | 0.37 | 0.37 | 0 | 0
6683 | 0.1 | 0.1 | 0.05 | 0.05 | 0 | 0 | 0.15 | 0.15 | 0 | 0
6684 | 0.17 | 0.17 | 0.08 | 0.08 | 0 | 0 | 0.06 | 0.06 | 0 | 0
6685 | 0.51 | 0.51 | 0.25 | 0.25 | 0 | 0 | 1.39 | 1.39 | 0 | 0
6686 | 0.37 | 0.37 | 0.18 | 0.18 | 0 | 0 | 0.56 | 0.56 | 0 | 0
6687 | 0.34 | 0.34 | 0.16 | 0.16 | 0 | 0 | 1.5 | 1.5 | 0 | 0
6688 | 0.32 | 0.32 | 0.15 | 0.15 | 0 | 0 | 0.6 | 0.6 | 0 | 0
6689 | 0.27 | 0.27 | 0.13 | 0.13 | 0 | 0 | 1.48 | 1.48 | 0 | 0
6690 | 0.3 | 0.3 | 0.14 | 0.14 | 0 | 0 | 1.53 | 1.53 | 0 | 0
6691 | 0.21 | 0.21 | 0.1 | 0.1 | 0 | 0 | 1.93 | 1.93 | 0 | 0
6692 | 0.19 | 0.19 | 0.09 | 0.09 | 0 | 0 | 2.13 | 2.13 | 0 | 0
6693 | 0.19 | 0.19 | 0.09 | 0.09 | 0 | 0 | 0.85 | 0.85 | 0 | 0
6694 | 0.16 | 0.16 | 0.08 | 0.08 | 0 | 0 | 1.87 | 1.87 | 0 | 0
6695 | 0.08 | 0.08 | 0.04 | 0.04 | 0 | 0 | 2.29 | 2.29 | 0 | 0
6696 | 0.06 | 0.06 | 0.03 | 0.03 | 6.3054 | 6.3054 | 2.49 | 2.49 | 0 | 0
6697 | 0.06 | 0.06 | 0.03 | 0.03 | 0 | 0 | 1 | 1 | 0 | 0
6698 | 0.04 | 0.04 | 0.02 | 0.02 | 0 | 0 | 1.98 | 1.98 | 0 | 0
6699 | 0.05 | 0.05 | 0.03 | 0.03 | 0 | 0 | 0.79 | 0.79 | 0 | 0
6700 | 0.06 | 0.06 | 0.03 | 0.03 | 0 | 0 | 1.86 | 1.86 | 0 | 0
6701 | 0.04 | 0.04 | 0.02 | 0.02 | 0 | 0 | 0.75 | 0.75 | 0 | 0
6702 | 0.05 | 0.05 | 0.03 | 0.03 | 0 | 0 | 1.86 | 1.86 | 0 | 0
6703 | 0.28 | 0.28 | 0.14 | 0.14 | 0 | 0 | 0.75 | 0.75 | 0 | 0
6704 | 0.36 | 0.36 | 0.17 | 0.17 | 0 | 0 | 1.81 | 1.81 | 0 | 0
6705 | 0.48 | 0.48 | 0.23 | 0.23 | 0 | 0 | 0.73 | 0.73 | 0 | 0
6706 | 0.15 | 0.15 | 0.07 | 0.07 | 0 | 0 | 0.29 | 0.29 | 0 | 0
6707 | 0.14 | 0.14 | 0.07 | 0.07 | 0 | 0 | 1.55 | 1.55 | 0 | 0
6708 | 0.34 | 0.34 | 0.16 | 0.16 | 0 | 0 | 0.62 | 0.62 | 0 | 0
6709 | 0.18 | 0.18 | 0.09 | 0.09 | 0 | 0 | 0.25 | 0.25 | 0 | 0
6710 | 0.24 | 0.24 | 0.11 | 0.11 | 0 | 0 | 1.43 | 1.43 | 0 | 0
6711 | 0.34 | 0.34 | 0.16 | 0.16 | 0 | 0 | 0.57 | 0.57 | 0 | 0
6712 | 0.31 | 0.31 | 0.15 | 0.15 | 0 | 0 | 0.23 | 0.23 | 0 | 0
6713 | 0.28 | 0.28 | 0.13 | 0.13 | 0 | 0 | 0.46 | 0.46 | 0 | 0
6714 | 0.32 | 0.32 | 0.16 | 0.16 | 0 | 0 | 0.4 | 0.4 | 0 | 0
6715 | 0.24 | 0.24 | 0.12 | 0.12 | 0 | 0 | 1.44 | 1.44 | 0 | 0
6716 | 0.15 | 0.15 | 0.07 | 0.07 | 0 | 0 | 0.58 | 0.58 | 0 | 0
6717 | 0.16 | 0.16 | 0.08 | 0.08 | 0 | 0 | 1.55 | 1.55 | 0 | 0
6718 | 0.13 | 0.13 | 0.06 | 0.06 | 0 | 0 | 1.93 | 1.93 | 0 | 0
6719 | 0.1 | 0.1 | 0.05 | 0.05 | 0 | 0 | 2.1 | 2.1 | 0 | 0
6720 | 0.08 | 0.08 | 0.04 | 0.04 | 0 | 0 | 0.84 | 0.84 | 0 | 0
6721 | 0.08 | 0.08 | 0.04 | 0.04 | 0 | 0 | 0.34 | 0.34 | 0 | 0
6722 | 0.08 | 0.08 | 0.04 | 0.04 | 0 | 0 | 1.5 | 1.5 | 0 | 0
6723 | 0.07 | 0.07 | 0.03 | 0.03 | 0 | 0 | 0.6 | 0.6 | 0 | 0
6724 | 0.06 | 0.06 | 0.03 | 0.03 | 0 | 0 | 0.24 | 0.24 | 0 | 0
6725 | 0.08 | 0.08 | 0.04 | 0.04 | 0 | 0 | 0.1 | 0.1 | 0 | 0
6726 | 0.15 | 0.15 | 0.07 | 0.07 | 0 | 0 | 1.38 | 1.38 | 0 | 0
6727 | 0.18 | 0.18 | 0.08 | 0.08 | 0 | 0 | 1.87 | 1.87 | 0 | 0
6728 | 0.16 | 0.16 | 0.08 | 0.08 | 0 | 0 | 0.75 | 0.75 | 0 | 0
6729 | 0.06 | 0.06 | 0.03 | 0.03 | 0 | 0 | 0.3 | 0.3 | 0 | 0
6730 | 0.11 | 0.11 | 0.05 | 0.05 | 0 | 0 | 1.42 | 1.42 | 0 | 0
6731 | 0.07 | 0.07 | 0.03 | 0.03 | 0 | 0 | 0.57 | 0.57 | 0 | 0
6732 | 0.06 | 0.06 | 0.03 | 0.03 | 0 | 0 | 0.23 | 0.23 | 0 | 0
6733 | 0.22 | 0.22 | 0.1 | 0.1 | 0 | 0 | 0.81 | 0.81 | 0 | 0
6734 | 0.33 | 0.33 | 0.16 | 0.16 | 0 | 0 | 0.9 | 0.9 | 0 | 0
6735 | 0.25 | 0.25 | 0.12 | 0.12 | 0 | 0 | 0.36 | 0.36 | 0 | 0
6736 | 0.37 | 0.37 | 0.18 | 0.18 | 0 | 0 | 0.15 | 0.15 | 0 | 0
6737 | 0.32 | 0.32 | 0.16 | 0.16 | 0 | 0 | 0.64 | 0.64 | 0 | 0
6738 | 0.32 | 0.32 | 0.16 | 0.16 | 0 | 0 | 0.26 | 0.26 | 9.78 | 9.78
6739 | 0.2 | 0.2 | 0.1 | 0.1 | 0 | 0 | 1.29 | 1.29 | 0 | 0
6740 | 0.22 | 0.22 | 0.11 | 0.11 | 1.3832 | 1.3832 | 1.7 | 1.7 | 0 | 0
6741 | 0.5 | 0.5 | 0.24 | 0.24 | 0 | 0 | 1.89 | 1.89 | 0 | 0
6742 | 0.5 | 0.5 | 0.24 | 0.24 | 0 | 0 | 0.76 | 0.76 | 0 | 0
6743 | 0.15 | 0.15 | 0.07 | 0.07 | 0 | 0 | 1.52 | 1.52 | 0 | 0
6744 | 0.05 | 0.05 | 0.02 | 0.02 | 0 | 0 | 0.61 | 0.61 | 0 | 0
6745 | 0.06 | 0.06 | 0.03 | 0.03 | 0 | 0 | 0.25 | 0.25 | 0 | 0
6746 | 0.06 | 0.06 | 0.03 | 0.03 | 0 | 0 | 0.1 | 0.1 | 0 | 0
6747 | 0.05 | 0.05 | 0.03 | 0.03 | 0 | 0 | 1.28 | 1.28 | 0 | 0
6748 | 0.04 | 0.04 | 0.02 | 0.02 | 0 | 0 | 1.72 | 1.72 | 0 | 0
6749 | 0.06 | 0.06 | 0.03 | 0.03 | 0 | 0 | 1.9 | 1.9 | 0 | 0
6750 | 0.19 | 0.19 | 0.09 | 0.09 | 0 | 0 | 0.76 | 0.76 | 0 | 0
6751 | 0.32 | 0.32 | 0.15 | 0.15 | 0 | 0 | 1.56 | 1.56 | 0 | 0
6752 | 0.22 | 0.22 | 0.11 | 0.11 | 0 | 0 | 1.78 | 1.78 | 0 | 0
6753 | 0.09 | 0.09 | 0.04 | 0.04 | 0 | 0 | 1.71 | 1.71 | 0 | 0
6754 | 0.13 | 0.13 | 0.06 | 0.06 | 0 | 0 | 1.48 | 1.48 | 0 | 0
6755 | 0.17 | 0.17 | 0.08 | 0.08 | 0 | 0 | 1.11 | 1.11 | 0 | 0
6756 | 0.06 | 0.06 | 0.03 | 0.03 | 0 | 0 | 0.64 | 0.64 | 0 | 0
6757 | 0.06 | 0.06 | 0.03 | 0.03 | 0 | 0 | 0.26 | 0.26 | 0 | 0
6758 | 0.11 | 0.11 | 0.05 | 0.05 | 0 | 0 | 0.11 | 0.11 | 0 | 0
6759 | 0.19 | 0.19 | 0.09 | 0.09 | 0 | 0 | 1.23 | 1.23 | 0 | 0
6760 | 0.19 | 0.19 | 0.09 | 0.09 | 0 | 0 | 0.69 | 0.69 | 0 | 0
6761 | 0.19 | 0.19 | 0.09 | 0.09 | 0 | 0 | 0.88 | 0.88 | 0 | 0
6762 | 0.33 | 0.33 | 0.16 | 0.16 | 0 | 0 | 1.66 | 1.66 | 0 | 0
6763 | 0.2 | 0.2 | 0.1 | 0.1 | 0 | 0 | 1.98 | 1.98 | 0 | 0
6764 | 0.25 | 0.25 | 0.12 | 0.12 | 0 | 0 | 2.11 | 2.11 | 16.84 | 16.84
6765 | 0.5 | 0.5 | 0.24 | 0.24 | 0 | 0 | 0.85 | 0.85 | 0 | 0
6766 | 0.14 | 0.14 | 0.07 | 0.07 | 0 | 0 | 1.71 | 1.71 | 0 | 0
6767 | 0.08 | 0.08 | 0.04 | 0.04 | 1.2029 | 1.2029 | 2.06 | 2.06 | 0 | 0
6768 | 0.05 | 0.05 | 0.02 | 0.02 | 0 | 0 | 2.21 | 2.21 | 0 | 0
6769 | 0.05 | 0.05 | 0.03 | 0.03 | 0 | 0 | 0.89 | 0.89 | 0 | 0
6770 | 0.07 | 0.07 | 0.03 | 0.03 | 0 | 0 | 1.76 | 1.76 | 0 | 0
6771 | 0.05 | 0.05 | 0.03 | 0.03 | 0 | 0 | 0.71 | 0.71 | 0 | 0
6772 | 0.06 | 0.06 | 0.03 | 0.03 | 0 | 0 | 1.69 | 1.69 | 0 | 0
6773 | 0.05 | 0.05 | 0.02 | 0.02 | 0 | 0 | 2.17 | 2.17 | 0 | 0
6774 | 0.15 | 0.15 | 0.07 | 0.07 | 0 | 0 | 0.87 | 0.87 | 0 | 0
6775 | 0.09 | 0.09 | 0.05 | 0.05 | 0 | 0 | 1.87 | 1.87 | 0 | 0
6776 | 0.19 | 0.19 | 0.09 | 0.09 | 0 | 0 | 2.06 | 2.06 | 0 | 0
6777 | 0.33 | 0.33 | 0.16 | 0.16 | 0 | 0 | 1.85 | 1.85 | 0 | 0
6778 | 0.17 | 0.17 | 0.08 | 0.08 | 0 | 0 | 1.45 | 1.45 | 0 | 0
6779 | 0.06 | 0.06 | 0.03 | 0.03 | 0 | 0 | 1.09 | 1.09 | 0 | 0
6780 | 0.2 | 0.2 | 0.1 | 0.1 | 0 | 0 | 0.83 | 0.83 | 0 | 0
6781 | 0.14 | 0.14 | 0.07 | 0.07 | 0 | 0 | 0.75 | 0.75 | 0 | 0
6782 | 0.24 | 0.24 | 0.12 | 0.12 | 0 | 0 | 0.7 | 0.7 | 0 | 0
6783 | 0.21 | 0.21 | 0.1 | 0.1 | 0 | 0 | 0.75 | 0.75 | 0 | 0
6784 | 0.18 | 0.18 | 0.09 | 0.09 | 0 | 0 | 0.83 | 0.83 | 0 | 0
6785 | 0.23 | 0.23 | 0.11 | 0.11 | 0 | 0 | 1.06 | 1.06 | 0 | 0
6786 | 0.23 | 0.23 | 0.11 | 0.11 | 0 | 0 | 1.61 | 1.61 | 0 | 0
6787 | 0.19 | 0.19 | 0.09 | 0.09 | 0 | 0 | 1.87 | 1.87 | 0 | 0
6788 | 0.15 | 0.15 | 0.07 | 0.07 | 0 | 0 | 2.05 | 2.05 | 0 | 0
6789 | 0.15 | 0.15 | 0.07 | 0.07 | 0 | 0 | 2.28 | 2.28 | 0 | 0
6790 | 0.14 | 0.14 | 0.07 | 0.07 | 0 | 0 | 2.48 | 2.48 | 0 | 0
6791 | 0.11 | 0.11 | 0.05 | 0.05 | 0 | 0 | 2.62 | 2.62 | 0 | 0
6792 | 0.06 | 0.06 | 0.03 | 0.03 | 0 | 0 | 1.05 | 1.05 | 0 | 0
6793 | 0.05 | 0.05 | 0.02 | 0.02 | 0 | 0 | 0.42 | 0.42 | 0 | 0
6794 | 0.05 | 0.05 | 0.03 | 0.03 | 0 | 0 | 0.17 | 0.17 | 0 | 0
6795 | 0.05 | 0.05 | 0.02 | 0.02 | 6.1717 | 6.1717 | 0.07 | 0.07 | 0 | 0
6796 | 0.05 | 0.05 | 0.02 | 0.02 | 0 | 0 | 1.76 | 1.76 | 0 | 0
6797 | 0.06 | 0.06 | 0.03 | 0.03 | 0 | 0 | 0.71 | 0.71 | 0 | 0
6798 | 0.11 | 0.11 | 0.05 | 0.05 | 0 | 0 | 0.29 | 0.29 | 0 | 0
6799 | 0.14 | 0.14 | 0.07 | 0.07 | 0 | 0 | 0.12 | 0.12 | 0 | 0
6800 | 0.45 | 0.45 | 0.22 | 0.22 | 0 | 0 | 1.63 | 1.63 | 0 | 0
6801 | 0.31 | 0.31 | 0.15 | 0.15 | 0 | 0 | 1.61 | 1.61 | 0 | 0
6802 | 0.43 | 0.43 | 0.21 | 0.21 | 0 | 0 | 1.15 | 1.15 | 0 | 0
6803 | 0.18 | 0.18 | 0.09 | 0.09 | 0 | 0 | 0.46 | 0.46 | 0 | 0
6804 | 0.18 | 0.18 | 0.09 | 0.09 | 0 | 0 | 0.19 | 0.19 | 0 | 0
6805 | 0.16 | 0.16 | 0.08 | 0.08 | 0 | 0 | 0.08 | 0.08 | 0 | 0
6806 | 0.12 | 0.12 | 0.06 | 0.06 | 0 | 0 | 0.03 | 0.03 | 0 | 0
6807 | 0.22 | 0.22 | 0.11 | 0.11 | 0 | 0 | 0.02 | 0.02 | 0 | 0
6808 | 0.19 | 0.19 | 0.09 | 0.09 | 0 | 0 | 0.01 | 0.01 | 0 | 0
6809 | 0.24 | 0.24 | 0.12 | 0.12 | 0 | 0 | 0.3 | 0.3 | 0 | 0
6810 | 0.2 | 0.2 | 0.1 | 0.1 | 0 | 0 | 1.29 | 1.29 | 0 | 0
6811 | 0.25 | 0.25 | 0.12 | 0.12 | 0 | 0 | 0.52 | 0.52 | 10.63 | 10.63
6812 | 0.15 | 0.15 | 0.07 | 0.07 | 0 | 0 | 1.47 | 1.47 | 0 | 0
6813 | 0.19 | 0.19 | 0.09 | 0.09 | 0 | 0 | 1.87 | 1.87 | 0 | 0
6814 | 0.12 | 0.12 | 0.06 | 0.06 | 0 | 0 | 2.05 | 2.05 | 0 | 0
6815 | 0.08 | 0.08 | 0.04 | 0.04 | 0 | 0 | 2.14 | 2.14 | 0 | 0
6816 | 0.06 | 0.06 | 0.03 | 0.03 | 0 | 0 | 0.86 | 0.86 | 0 | 0
6817 | 0.04 | 0.04 | 0.02 | 0.02 | 0 | 0 | 0.35 | 0.35 | 0 | 0
6818 | 0.05 | 0.05 | 0.03 | 0.03 | 0 | 0 | 1.53 | 1.53 | 0 | 0
6819 | 0.06 | 0.06 | 0.03 | 0.03 | 0 | 0 | 2.01 | 2.01 | 0 | 0
6820 | 0.04 | 0.04 | 0.02 | 0.02 | 0 | 0 | 2.04 | 2.04 | 0 | 0
6821 | 0.05 | 0.05 | 0.02 | 0.02 | 0 | 0 | 1.91 | 1.91 | 0 | 0
6822 | 0.21 | 0.21 | 0.1 | 0.1 | 0 | 0 | 2.21 | 2.21 | 0 | 0
6823 | 0.15 | 0.15 | 0.07 | 0.07 | 0 | 0 | 2.32 | 2.32 | 0 | 0
6824 | 0.32 | 0.32 | 0.15 | 0.15 | 0 | 0 | 0.93 | 0.93 | 0 | 0
6825 | 0.21 | 0.21 | 0.1 | 0.1 | 0 | 0 | 1.8 | 1.8 | 0 | 0
6826 | 0.13 | 0.13 | 0.06 | 0.06 | 0 | 0 | 0.72 | 0.72 | 0 | 0
6827 | 0.11 | 0.11 | 0.05 | 0.05 | 0 | 0 | 0.29 | 0.29 | 0 | 0
6828 | 0.14 | 0.14 | 0.07 | 0.07 | 0 | 0 | 0.12 | 0.12 | 0 | 0
6829 | 0.15 | 0.15 | 0.07 | 0.07 | 0 | 0 | 0.05 | 0.05 | 0 | 0
6830 | 0.19 | 0.19 | 0.09 | 0.09 | 0 | 0 | 0.02 | 0.02 | 0 | 0
6831 | 0.29 | 0.29 | 0.14 | 0.14 | 0 | 0 | 0.01 | 0.01 | 0 | 0
6832 | 0.33 | 0.33 | 0.16 | 0.16 | 0 | 0 | 0.24 | 0.24 | 0 | 0
6833 | 0.31 | 0.31 | 0.15 | 0.15 | 0 | 0 | 0.64 | 0.64 | 0 | 0
6834 | 0.25 | 0.25 | 0.12 | 0.12 | 0 | 0 | 0.26 | 0.26 | 0 | 0
6835 | 0.24 | 0.24 | 0.12 | 0.12 | 0 | 0 | 1.61 | 1.61 | 0 | 0
6836 | 0.35 | 0.35 | 0.17 | 0.17 | 0 | 0 | 0.65 | 0.65 | 0 | 0
6837 | 1.44 | 1.44 | 0.7 | 0.7 | 0 | 0 | 1.74 | 1.74 | 0 | 0
6838 | 0.3 | 0.3 | 0.15 | 0.15 | 0 | 0 | 2.15 | 2.15 | 0 | 0
6839 | 0.18 | 0.18 | 0.08 | 0.08 | 0 | 0 | 0.86 | 0.86 | 0 | 0
6840 | 0.1 | 0.1 | 0.05 | 0.05 | 0 | 0 | 1.79 | 1.79 | 0 | 0
6841 | 0.06 | 0.06 | 0.03 | 0.03 | 0 | 0 | 0.72 | 0.72 | 0 | 0
6842 | 0.05 | 0.05 | 0.02 | 0.02 | 0 | 0 | 1.74 | 1.74 | 0 | 0
6843 | 0.05 | 0.05 | 0.02 | 0.02 | 0 | 0 | 2.05 | 2.05 | 0 | 0
6844 | 0.06 | 0.06 | 0.03 | 0.03 | 0 | 0 | 0.82 | 0.82 | 0 | 0
6845 | 0.05 | 0.05 | 0.02 | 0.02 | 0 | 0 | 1.56 | 1.56 | 0 | 0
6846 | 0.09 | 0.09 | 0.05 | 0.05 | 0 | 0 | 0.63 | 0.63 | 0 | 0
6847 | 0.12 | 0.12 | 0.06 | 0.06 | 0 | 0 | 0.25 | 0.25 | 10.1 | 10.1
6848 | 0.17 | 0.17 | 0.08 | 0.08 | 0 | 0 | 1.52 | 1.52 | 0 | 0
6849 | 0.27 | 0.27 | 0.13 | 0.13 | 0 | 0 | 0.61 | 0.61 | 0 | 0
6850 | 0.26 | 0.26 | 0.12 | 0.12 | 0 | 0 | 1.65 | 1.65 | 0 | 0
6851 | 0.13 | 0.13 | 0.06 | 0.06 | 0 | 0 | 0.66 | 0.66 | 0 | 0
6852 | 0.2 | 0.2 | 0.1 | 0.1 | 0 | 0 | 0.27 | 0.27 | 0 | 0
6853 | 0.25 | 0.25 | 0.12 | 0.12 | 0 | 0 | 0.11 | 0.11 | 0 | 0
6854 | 0.66 | 0.66 | 0.32 | 0.32 | 0 | 0 | 0.05 | 0.05 | 0 | 0
6855 | 0.69 | 0.69 | 0.33 | 0.33 | 0 | 0 | 0.39 | 0.39 | 0 | 0
6856 | 0.32 | 0.32 | 0.15 | 0.15 | 0 | 0 | 0.67 | 0.67 | 0 | 0
6857 | 0.24 | 0.24 | 0.11 | 0.11 | 0 | 0 | 1.09 | 1.09 | 0 | 0
6858 | 0.26 | 0.26 | 0.13 | 0.13 | 0 | 0 | 0.44 | 0.44 | 0 | 0
6859 | 0.21 | 0.21 | 0.1 | 0.1 | 0 | 0 | 1.37 | 1.37 | 0 | 0
6860 | 0.18 | 0.18 | 0.09 | 0.09 | 0 | 0 | 1.8 | 1.8 | 0 | 0
6861 | 0.17 | 0.17 | 0.08 | 0.08 | 0 | 0 | 2.05 | 2.05 | 0 | 0
6862 | 0.14 | 0.14 | 0.07 | 0.07 | 0 | 0 | 2.2 | 2.2 | 0 | 0
6863 | 0.12 | 0.12 | 0.06 | 0.06 | 0 | 0 | 2.31 | 2.31 | 0 | 0
6864 | 0.11 | 0.11 | 0.05 | 0.05 | 0 | 0 | 2.46 | 2.46 | 0 | 0
6865 | 0.06 | 0.06 | 0.03 | 0.03 | 0 | 0 | 0.99 | 0.99 | 0 | 0
6866 | 0.05 | 0.05 | 0.02 | 0.02 | 0 | 0 | 1.97 | 1.97 | 0 | 0
6867 | 0.04 | 0.04 | 0.02 | 0.02 | 0 | 0 | 2.39 | 2.39 | 0 | 0
6868 | 0.05 | 0.05 | 0.02 | 0.02 | 0 | 0 | 0.96 | 0.96 | 0 | 0
6869 | 0.05 | 0.05 | 0.02 | 0.02 | 0 | 0 | 2.09 | 2.09 | 0 | 0
6870 | 0.04 | 0.04 | 0.02 | 0.02 | 0 | 0 | 0.84 | 0.84 | 0 | 0
6871 | 0.6 | 0.6 | 0.29 | 0.29 | 0 | 0 | 0.34 | 0.34 | 0 | 0
6872 | 0.63 | 0.63 | 0.3 | 0.3 | 0 | 0 | 1.71 | 1.71 | 0 | 0
6873 | 0.62 | 0.62 | 0.3 | 0.3 | 0 | 0 | 0.69 | 0.69 | 0 | 0
6874 | 0.39 | 0.39 | 0.19 | 0.19 | 0 | 0 | 0.28 | 0.28 | 0 | 0
6875 | 0.6 | 0.6 | 0.29 | 0.29 | 0 | 0 | 1.65 | 1.65 | 0 | 0
6876 | 0.62 | 0.62 | 0.3 | 0.3 | 0 | 0 | 0.76 | 0.76 | 0 | 0
6877 | 0.31 | 0.31 | 0.15 | 0.15 | 0 | 0 | 0.31 | 0.31 | 0 | 0
6878 | 0.34 | 0.34 | 0.16 | 0.16 | 0 | 0 | 0.13 | 0.13 | 0 | 0
6879 | 0.74 | 0.74 | 0.36 | 0.36 | 0 | 0 | 0.05 | 0.05 | 0 | 0
6880 | 0.47 | 0.47 | 0.23 | 0.23 | 0 | 0 | 0.02 | 0.02 | 0 | 0
6881 | 0.35 | 0.35 | 0.17 | 0.17 | 0 | 0 | 0.12 | 0.12 | 0 | 0
6882 | 0.25 | 0.25 | 0.12 | 0.12 | 0 | 0 | 1.15 | 1.15 | 0 | 0
6883 | 0.17 | 0.17 | 0.08 | 0.08 | 0 | 0 | 1.61 | 1.61 | 0 | 0
6884 | 0.17 | 0.17 | 0.08 | 0.08 | 0 | 0 | 0.65 | 0.65 | 0 | 0
6885 | 0.18 | 0.18 | 0.09 | 0.09 | 0 | 0 | 1.56 | 1.56 | 0 | 0
6886 | 0.22 | 0.22 | 0.11 | 0.11 | 0 | 0 | 1.93 | 1.93 | 0 | 0
6887 | 0.19 | 0.19 | 0.09 | 0.09 | 0 | 0 | 2.1 | 2.1 | 0 | 0
6888 | 0.07 | 0.07 | 0.03 | 0.03 | 0 | 0 | 2.17 | 2.17 | 0 | 0
6889 | 0.06 | 0.06 | 0.03 | 0.03 | 0 | 0 | 0.87 | 0.87 | 0 | 0
6890 | 0.07 | 0.07 | 0.03 | 0.03 | 0 | 0 | 0.35 | 0.35 | 0 | 0
6891 | 0.07 | 0.07 | 0.03 | 0.03 | 0 | 0 | 0.14 | 0.14 | 0 | 0
6892 | 0.06 | 0.06 | 0.03 | 0.03 | 0 | 0 | 1.37 | 1.37 | 0 | 0
6893 | 0.07 | 0.07 | 0.03 | 0.03 | 0 | 0 | 1.84 | 1.84 | 0 | 0
6894 | 0.06 | 0.06 | 0.03 | 0.03 | 0 | 0 | 0.74 | 0.74 | 0 | 0
6895 | 0.13 | 0.13 | 0.06 | 0.06 | 0 | 0 | 1.61 | 1.61 | 0 | 0
6896 | 0.19 | 0.19 | 0.09 | 0.09 | 0 | 0 | 1.82 | 1.82 | 10.03 | 10.03
6897 | 0.11 | 0.11 | 0.06 | 0.06 | 0 | 0 | 1.6 | 1.6 | 0 | 0
6898 | 0.13 | 0.13 | 0.06 | 0.06 | 0 | 0 | 0.64 | 0.64 | 0 | 0
6899 | 0.19 | 0.19 | 0.09 | 0.09 | 0 | 0 | 0.26 | 0.26 | 0 | 0
6900 | 0.49 | 0.49 | 0.24 | 0.24 | 0 | 0 | 0.11 | 0.11 | 0 | 0
6901 | 0.24 | 0.24 | 0.12 | 0.12 | 0 | 0 | 0.05 | 0.05 | 0 | 0
6902 | 0.3 | 0.3 | 0.15 | 0.15 | 0 | 0 | 1.1 | 1.1 | 0 | 0
6903 | 0.23 | 0.23 | 0.11 | 0.11 | 0 | 0 | 0.44 | 0.44 | 0 | 0
6904 | 0.52 | 0.52 | 0.25 | 0.25 | 0 | 0 | 0.18 | 0.18 | 0 | 0
6905 | 0.53 | 0.53 | 0.26 | 0.26 | 0 | 0 | 0.08 | 0.08 | 0 | 0
6906 | 0.38 | 0.38 | 0.18 | 0.18 | 0 | 0 | 0.03 | 0.03 | 0 | 0
6907 | 0.22 | 0.22 | 0.11 | 0.11 | 0 | 0 | 0.91 | 0.91 | 0 | 0
6908 | 0.52 | 0.52 | 0.25 | 0.25 | 0 | 0 | 1.3 | 1.3 | 0 | 0
6909 | 0.25 | 0.25 | 0.12 | 0.12 | 0 | 0 | 1.45 | 1.45 | 0 | 0
6910 | 0.16 | 0.16 | 0.08 | 0.08 | 0 | 0 | 1.54 | 1.54 | 0 | 0
6911 | 0.1 | 0.1 | 0.05 | 0.05 | 0 | 0 | 1.6 | 1.6 | 0 | 0
6912 | 0.09 | 0.09 | 0.04 | 0.04 | 0 | 0 | 1.48 | 1.48 | 0 | 0
6913 | 0.07 | 0.07 | 0.03 | 0.03 | 0 | 0 | 0.59 | 0.59 | 0 | 0
6914 | 0.08 | 0.08 | 0.04 | 0.04 | 0 | 0 | 0.24 | 0.24 | 0 | 0
6915 | 0.08 | 0.08 | 0.04 | 0.04 | 0 | 0 | 0.1 | 0.1 | 0 | 0
6916 | 0.07 | 0.07 | 0.03 | 0.03 | 0 | 0 | 1.06 | 1.06 | 0 | 0
6917 | 0.06 | 0.06 | 0.03 | 0.03 | 0 | 0 | 0.43 | 0.43 | 0 | 0
6918 | 0.15 | 0.15 | 0.07 | 0.07 | 0 | 0 | 0.17 | 0.17 | 0 | 0
6919 | 0.08 | 0.08 | 0.04 | 0.04 | 0 | 0 | 0.07 | 0.07 | 0 | 0
6920 | 0.13 | 0.13 | 0.06 | 0.06 | 0 | 0 | 1.07 | 1.07 | 0 | 0
6921 | 0.12 | 0.12 | 0.06 | 0.06 | 0 | 0 | 0.98 | 0.98 | 0 | 0
6922 | 0.15 | 0.15 | 0.07 | 0.07 | 0 | 0 | 0.52 | 0.52 | 0 | 0
6923 | 0.07 | 0.07 | 0.03 | 0.03 | 0 | 0 | 0.21 | 0.21 | 0 | 0
6924 | 0.12 | 0.12 | 0.06 | 0.06 | 0 | 0 | 0.09 | 0.09 | 0 | 0
6925 | 0.08 | 0.08 | 0.04 | 0.04 | 0 | 0 | 0.04 | 0.04 | 0 | 0
6926 | 0.12 | 0.12 | 0.06 | 0.06 | 0 | 0 | 0.02 | 0.02 | 0 | 0
6927 | 0.25 | 0.25 | 0.12 | 0.12 | 0 | 0 | 0.01 | 0.01 | 0 | 0
6928 | 0.3 | 0.3 | 0.15 | 0.15 | 0 | 0 | 0.01 | 0.01 | 0 | 0
6929 | 0.32 | 0.32 | 0.16 | 0.16 | 0 | 0 | 0.77 | 0.77 | 0 | 0
6930 | 0.36 | 0.36 | 0.17 | 0.17 | 0 | 0 | 0.31 | 0.31 | 0 | 0
6931 | 0.23 | 0.23 | 0.11 | 0.11 | 1.1047 | 1.1047 | 1 | 1 | 0 | 0
6932 | 0.42 | 0.42 | 0.2 | 0.2 | 0 | 0 | 1.32 | 1.32 | 0 | 0
6933 | 0.23 | 0.23 | 0.11 | 0.11 | 0 | 0 | 1.46 | 1.46 | 0 | 0
6934 | 0.12 | 0.12 | 0.06 | 0.06 | 0 | 0 | 1.56 | 1.56 | 0 | 0
6935 | 0.09 | 0.09 | 0.05 | 0.05 | 0 | 0 | 1.66 | 1.66 | 0 | 0
6936 | 0.11 | 0.11 | 0.05 | 0.05 | 0 | 0 | 1.72 | 1.72 | 0 | 0
6937 | 0.08 | 0.08 | 0.04 | 0.04 | 0 | 0 | 1.75 | 1.75 | 0 | 0
6938 | 0.07 | 0.07 | 0.04 | 0.04 | 0 | 0 | 0.7 | 0.7 | 0 | 0
6939 | 0.08 | 0.08 | 0.04 | 0.04 | 0 | 0 | 1.41 | 1.41 | 0 | 0
6940 | 0.08 | 0.08 | 0.04 | 0.04 | 0 | 0 | 0.57 | 0.57 | 0 | 0
6941 | 0.07 | 0.07 | 0.03 | 0.03 | 0 | 0 | 1.39 | 1.39 | 0 | 0
6942 | 0.17 | 0.17 | 0.08 | 0.08 | 0 | 0 | 0.56 | 0.56 | 0 | 0
6943 | 0.09 | 0.09 | 0.04 | 0.04 | 0 | 0 | 1.44 | 1.44 | 0 | 0
6944 | 0.13 | 0.13 | 0.06 | 0.06 | 0 | 0 | 0.58 | 0.58 | 10.13 | 10.13
6945 | 0.06 | 0.06 | 0.03 | 0.03 | 0 | 0 | 1.58 | 1.58 | 0 | 0
6946 | 0.14 | 0.14 | 0.07 | 0.07 | 0 | 0 | 1.47 | 1.47 | 0 | 0
6947 | 0.55 | 0.55 | 0.26 | 0.26 | 0 | 0 | 1.05 | 1.05 | 0 | 0
6948 | 0.55 | 0.55 | 0.27 | 0.27 | 0 | 0 | 0.77 | 0.77 | 0 | 0
6949 | 0.12 | 0.12 | 0.06 | 0.06 | 0 | 0 | 0.31 | 0.31 | 0 | 0
6950 | 0.18 | 0.18 | 0.09 | 0.09 | 0 | 0 | 0.94 | 0.94 | 0 | 0
6951 | 0.46 | 0.46 | 0.22 | 0.22 | 0 | 0 | 0.38 | 0.38 | 0 | 0
6952 | 0.43 | 0.43 | 0.21 | 0.21 | 0 | 0 | 0.15 | 0.15 | 0 | 0
6953 | 0.41 | 0.41 | 0.2 | 0.2 | 0 | 0 | 0.06 | 0.06 | 0 | 0
6954 | 0.29 | 0.29 | 0.14 | 0.14 | 0 | 0 | 0.03 | 0.03 | 0 | 0
6955 | 0.23 | 0.23 | 0.11 | 0.11 | 0 | 0 | 0.01 | 0.01 | 0 | 0
6956 | 0.66 | 0.66 | 0.32 | 0.32 | 0 | 0 | 0.01 | 0.01 | 0 | 0
6957 | 0.47 | 0.47 | 0.23 | 0.23 | 0 | 0 | 1.02 | 1.02 | 0 | 0
6958 | 0.17 | 0.17 | 0.08 | 0.08 | 0 | 0 | 1.58 | 1.58 | 0 | 0
6959 | 0.14 | 0.14 | 0.07 | 0.07 | 0 | 0 | 0.63 | 0.63 | 0 | 0
6960 | 0.08 | 0.08 | 0.04 | 0.04 | 0 | 0 | 0.26 | 0.26 | 0 | 0
6961 | 0.08 | 0.08 | 0.04 | 0.04 | 0 | 0 | 0.11 | 0.11 | 0 | 0
6962 | 0.09 | 0.09 | 0.04 | 0.04 | 1.0599 | 1.0599 | 1.48 | 1.48 | 0 | 0
6963 | 0.08 | 0.08 | 0.04 | 0.04 | 0 | 0 | 2.06 | 2.06 | 0 | 0
6964 | 0.09 | 0.09 | 0.04 | 0.04 | 0 | 0 | 0.83 | 0.83 | 0 | 0
6965 | 0.08 | 0.08 | 0.04 | 0.04 | 0 | 0 | 0.33 | 0.33 | 0 | 0
6966 | 0.12 | 0.12 | 0.06 | 0.06 | 0 | 0 | 1.44 | 1.44 | 0 | 0
6967 | 0.14 | 0.14 | 0.07 | 0.07 | 0 | 0 | 1.83 | 1.83 | 0 | 0
6968 | 0.42 | 0.42 | 0.21 | 0.21 | 0 | 0 | 1.86 | 1.86 | 0 | 0
6969 | 0.42 | 0.42 | 0.2 | 0.2 | 0 | 0 | 0.75 | 0.75 | 0 | 0
6970 | 0.62 | 0.62 | 0.3 | 0.3 | 0 | 0 | 1.68 | 1.68 | 0 | 0
6971 | 0.2 | 0.2 | 0.1 | 0.1 | 0 | 0 | 0.68 | 0.68 | 0 | 0
6972 | 0.2 | 0.2 | 0.1 | 0.1 | 0 | 0 | 0.27 | 0.27 | 0 | 0
6973 | 0.29 | 0.29 | 0.14 | 0.14 | 0 | 0 | 0.11 | 0.11 | 0 | 0
6974 | 0.48 | 0.48 | 0.23 | 0.23 | 0 | 0 | 0.05 | 0.05 | 9.66 | 9.66
6975 | 0.57 | 0.57 | 0.27 | 0.27 | 0 | 0 | 0.02 | 0.02 | 0 | 0
6976 | 0.33 | 0.33 | 0.16 | 0.16 | 0 | 0 | 0.01 | 0.01 | 0 | 0
6977 | 0.31 | 0.31 | 0.15 | 0.15 | 0 | 0 | 0.01 | 0.01 | 0 | 0
6978 | 0.24 | 0.24 | 0.11 | 0.11 | 0 | 0 | 0.01 | 0.01 | 0 | 0
6979 | 0.2 | 0.2 | 0.09 | 0.09 | 0 | 0 | 0 | 0 | 0 | 0
6980 | 0.19 | 0.19 | 0.09 | 0.09 | 0 | 0 | 0 | 0 | 0 | 0
6981 | 0.18 | 0.18 | 0.09 | 0.09 | 0 | 0 | 1.09 | 1.09 | 0 | 0
6982 | 0.18 | 0.18 | 0.09 | 0.09 | 0 | 0 | 1.57 | 1.57 | 0 | 0
6983 | 0.12 | 0.12 | 0.06 | 0.06 | 0 | 0 | 1.78 | 1.78 | 0 | 0
6984 | 0.08 | 0.08 | 0.04 | 0.04 | 0 | 0 | 1.87 | 1.87 | 0 | 0
6985 | 0.08 | 0.08 | 0.04 | 0.04 | 0 | 0 | 0.75 | 0.75 | 0 | 0
6986 | 0.08 | 0.08 | 0.04 | 0.04 | 0 | 0 | 0.3 | 0.3 | 0 | 0
6987 | 0.07 | 0.07 | 0.03 | 0.03 | 0 | 0 | 1.3 | 1.3 | 0 | 0
6988 | 0.08 | 0.08 | 0.04 | 0.04 | 0 | 0 | 1.7 | 1.7 | 0 | 0
6989 | 0.08 | 0.08 | 0.04 | 0.04 | 0 | 0 | 1.86 | 1.86 | 0 | 0
6990 | 0.17 | 0.17 | 0.08 | 0.08 | 0 | 0 | 0.75 | 0.75 | 0 | 0
6991 | 0.13 | 0.13 | 0.06 | 0.06 | 0 | 0 | 1.51 | 1.51 | 0 | 0
6992 | 0.25 | 0.25 | 0.12 | 0.12 | 0 | 0 | 1.71 | 1.71 | 0 | 0
6993 | 0.19 | 0.19 | 0.09 | 0.09 | 0 | 0 | 0.69 | 0.69 | 0 | 0
6994 | 0.24 | 0.24 | 0.12 | 0.12 | 0 | 0 | 1.47 | 1.47 | 0 | 0
6995 | 0.21 | 0.21 | 0.1 | 0.1 | 0 | 0 | 1 | 1 | 0 | 0
6996 | 0.24 | 0.24 | 0.12 | 0.12 | 0 | 0 | 0.63 | 0.63 | 0 | 0
6997 | 0.32 | 0.32 | 0.15 | 0.15 | 0 | 0 | 0.25 | 0.25 | 0 | 0
6998 | 0.46 | 0.46 | 0.22 | 0.22 | 0 | 0 | 0.1 | 0.1 | 0 | 0
6999 | 0.5 | 0.5 | 0.24 | 0.24 | 0 | 0 | 0.04 | 0.04 | 0 | 0
7000 | 0.4 | 0.4 | 0.2 | 0.2 | 0 | 0 | 0.02 | 0.02 | 0 | 0
7001 | 0.25 | 0.25 | 0.12 | 0.12 | 0 | 0 | 1.13 | 1.13 | 0 | 0
7002 | 0.19 | 0.19 | 0.09 | 0.09 | 0 | 0 | 1.54 | 1.54 | 0 | 0
7003 | 0.21 | 0.21 | 0.1 | 0.1 | 0 | 0 | 1.71 | 1.71 | 0 | 0
7004 | 0.22 | 0.22 | 0.11 | 0.11 | 0 | 0 | 1.84 | 1.84 | 0 | 0
7005 | 0.36 | 0.36 | 0.17 | 0.17 | 0 | 0 | 1.95 | 1.95 | 0 | 0
7006 | 0.51 | 0.51 | 0.25 | 0.25 | 2.0476 | 2.0476 | 2.01 | 2.01 | 0 | 0
7007 | 0.16 | 0.16 | 0.08 | 0.08 | 0 | 0 | 2.07 | 2.07 | 10.42 | 10.42
7008 | 0.08 | 0.08 | 0.04 | 0.04 | 0 | 0 | 0.83 | 0.83 | 0 | 0
7009 | 0.07 | 0.07 | 0.03 | 0.03 | 0 | 0 | 0.34 | 0.34 | 0 | 0
7010 | 0.08 | 0.08 | 0.04 | 0.04 | 0 | 0 | 1.44 | 1.44 | 0 | 0
7011 | 0.07 | 0.07 | 0.04 | 0.04 | 0 | 0 | 1.88 | 1.88 | 0 | 0
7012 | 0.07 | 0.07 | 0.03 | 0.03 | 0 | 0 | 2.06 | 2.06 | 0 | 0
7013 | 0.07 | 0.07 | 0.03 | 0.03 | 0 | 0 | 2.14 | 2.14 | 0 | 0
7014 | 0.15 | 0.15 | 0.07 | 0.07 | 0 | 0 | 2.18 | 2.18 | 0 | 0
7015 | 0.1 | 0.1 | 0.05 | 0.05 | 0 | 0 | 0.88 | 0.88 | 0 | 0
7016 | 0.08 | 0.08 | 0.04 | 0.04 | 0 | 0 | 0.35 | 0.35 | 0 | 0
7017 | 0.16 | 0.16 | 0.08 | 0.08 | 0 | 0 | 1.32 | 1.32 | 0 | 0
7018 | 0.21 | 0.21 | 0.1 | 0.1 | 0 | 0 | 1.57 | 1.57 | 0 | 0
7019 | 0.52 | 0.52 | 0.25 | 0.25 | 0 | 0 | 1.49 | 1.49 | 0 | 0
7020 | 0.34 | 0.34 | 0.16 | 0.16 | 0 | 0 | 0.6 | 0.6 | 0 | 0
7021 | 0.27 | 0.27 | 0.13 | 0.13 | 0 | 0 | 0.24 | 0.24 | 0 | 0
7022 | 0.26 | 0.26 | 0.13 | 0.13 | 0 | 0 | 0.1 | 0.1 | 0 | 0
7023 | 0.85 | 0.85 | 0.41 | 0.41 | 0 | 0 | 0.04 | 0.04 | 0 | 0
7024 | 0.4 | 0.4 | 0.19 | 0.19 | 0 | 0 | 1.29 | 1.29 | 0 | 0
7025 | 0.4 | 0.4 | 0.19 | 0.19 | 0 | 0 | 1.14 | 1.14 | 0 | 0
7026 | 0.22 | 0.22 | 0.11 | 0.11 | 0 | 0 | 1.71 | 1.71 | 0 | 0
7027 | 0.19 | 0.19 | 0.09 | 0.09 | 0 | 0 | 1.96 | 1.96 | 0 | 0
7028 | 0.36 | 0.36 | 0.17 | 0.17 | 6.7103 | 6.7103 | 2.09 | 2.09 | 0 | 0
7029 | 0.62 | 0.62 | 0.3 | 0.3 | 0 | 0 | 2.19 | 2.19 | 0 | 0
7030 | 0.39 | 0.39 | 0.19 | 0.19 | 0 | 0 | 0.88 | 0.88 | 0 | 0
7031 | 0.16 | 0.16 | 0.08 | 0.08 | 0 | 0 | 1.74 | 1.74 | 0 | 0
7032 | 0.13 | 0.13 | 0.06 | 0.06 | 0 | 0 | 0.7 | 0.7 | 0 | 0
7033 | 0.08 | 0.08 | 0.04 | 0.04 | 0 | 0 | 0.28 | 0.28 | 0 | 0
7034 | 0.07 | 0.07 | 0.03 | 0.03 | 0 | 0 | 0.12 | 0.12 | 0 | 0
7035 | 0.06 | 0.06 | 0.03 | 0.03 | 0 | 0 | 0.05 | 0.05 | 0 | 0
7036 | 0.06 | 0.06 | 0.03 | 0.03 | 0 | 0 | 0.02 | 0.02 | 0 | 0
7037 | 0.06 | 0.06 | 0.03 | 0.03 | 0 | 0 | 0.01 | 0.01 | 0 | 0
7038 | 0.06 | 0.06 | 0.03 | 0.03 | 0 | 0 | 0.01 | 0.01 | 0 | 0
7039 | 0.42 | 0.42 | 0.21 | 0.21 | 0 | 0 | 1.37 | 1.37 | 0 | 0
7040 | 0.92 | 0.92 | 0.45 | 0.45 | 0 | 0 | 0.55 | 0.55 | 0 | 0
7041 | 0.59 | 0.59 | 0.28 | 0.28 | 0 | 0 | 1.42 | 1.42 | 0 | 0
7042 | 0.32 | 0.32 | 0.15 | 0.15 | 0 | 0 | 0.57 | 0.57 | 0 | 0
7043 | 0.2 | 0.2 | 0.1 | 0.1 | 0 | 0 | 1.5 | 1.5 | 0 | 0
7044 | 0.61 | 0.61 | 0.3 | 0.3 | 0 | 0 | 0.6 | 0.6 | 0 | 0
7045 | 0.9 | 0.9 | 0.43 | 0.43 | 0 | 0 | 0.24 | 0.24 | 0 | 0
7046 | 0.87 | 0.87 | 0.42 | 0.42 | 0 | 0 | 0.1 | 0.1 | 0 | 0
7047 | 0.49 | 0.49 | 0.24 | 0.24 | 0 | 0 | 1.09 | 1.09 | 10.51 | 10.51
7048 | 0.85 | 0.85 | 0.41 | 0.41 | 0 | 0 | 0.44 | 0.44 | 0 | 0
7049 | 0.61 | 0.61 | 0.3 | 0.3 | 0 | 0 | 0.18 | 0.18 | 0 | 0
7050 | 0.31 | 0.31 | 0.15 | 0.15 | 0.5764 | 0.5764 | 1.08 | 1.08 | 0 | 0
7051 | 0.23 | 0.23 | 0.11 | 0.11 | 0 | 0 | 1.49 | 1.49 | 0 | 0
7052 | 0.24 | 0.24 | 0.11 | 0.11 | 0 | 0 | 1.77 | 1.77 | 0 | 0
7053 | 0.21 | 0.21 | 0.1 | 0.1 | 0 | 0 | 2.01 | 2.01 | 0 | 0
7054 | 0.2 | 0.2 | 0.1 | 0.1 | 0 | 0 | 2.18 | 2.18 | 0 | 0
7055 | 0.15 | 0.15 | 0.07 | 0.07 | 0 | 0 | 2.28 | 2.28 | 0 | 0
7056 | 0.09 | 0.09 | 0.04 | 0.04 | 0 | 0 | 0.92 | 0.92 | 0 | 0
7057 | 0.06 | 0.06 | 0.03 | 0.03 | 0 | 0 | 1.83 | 1.83 | 0 | 0
7058 | 0.06 | 0.06 | 0.03 | 0.03 | 0 | 0 | 2.18 | 2.18 | 0 | 0
7059 | 0.06 | 0.06 | 0.03 | 0.03 | 0 | 0 | 2.36 | 2.36 | 0 | 0
7060 | 0.06 | 0.06 | 0.03 | 0.03 | 0 | 0 | 0.95 | 0.95 | 0 | 0
7061 | 0.07 | 0.07 | 0.03 | 0.03 | 0 | 0 | 0.38 | 0.38 | 0 | 0
7062 | 0.16 | 0.16 | 0.08 | 0.08 | 0 | 0 | 0.16 | 0.16 | 0 | 0
7063 | 0.21 | 0.21 | 0.1 | 0.1 | 0 | 0 | 0.07 | 0.07 | 0 | 0
7064 | 0.11 | 0.11 | 0.05 | 0.05 | 0 | 0 | 1.46 | 1.46 | 0 | 0
7065 | 0.1 | 0.1 | 0.05 | 0.05 | 0 | 0 | 0.59 | 0.59 | 0 | 0
7066 | 0.15 | 0.15 | 0.07 | 0.07 | 0 | 0 | 0.24 | 0.24 | 0 | 0
7067 | 0.14 | 0.14 | 0.07 | 0.07 | 0 | 0 | 0.1 | 0.1 | 0 | 0
7068 | 0.47 | 0.47 | 0.23 | 0.23 | 0 | 0 | 0.04 | 0.04 | 0 | 0
7069 | 0.12 | 0.12 | 0.06 | 0.06 | 0 | 0 | 0.02 | 0.02 | 0 | 0
7070 | 0.23 | 0.23 | 0.11 | 0.11 | 0 | 0 | 0.01 | 0.01 | 0 | 0
7071 | 0.15 | 0.15 | 0.07 | 0.07 | 0 | 0 | 0.01 | 0.01 | 11.17 | 11.17
7072 | 0.18 | 0.18 | 0.09 | 0.09 | 0 | 0 | 0.21 | 0.21 | 0 | 0
7073 | 0.19 | 0.19 | 0.09 | 0.09 | 0 | 0 | 0.09 | 0.09 | 0 | 0
7074 | 0.24 | 0.24 | 0.12 | 0.12 | 0 | 0 | 1.46 | 1.46 | 0 | 0
7075 | 0.24 | 0.24 | 0.12 | 0.12 | 0 | 0 | 2.02 | 2.02 | 0 | 0
7076 | 0.22 | 0.22 | 0.11 | 0.11 | 0 | 0 | 0.81 | 0.81 | 0 | 0
7077 | 0.21 | 0.21 | 0.1 | 0.1 | 0 | 0 | 0.33 | 0.33 | 0 | 0
7078 | 0.22 | 0.22 | 0.11 | 0.11 | 0 | 0 | 0.13 | 0.13 | 0 | 0
7079 | 0.19 | 0.19 | 0.09 | 0.09 | 0 | 0 | 0.06 | 0.06 | 0 | 0
7080 | 0.13 | 0.13 | 0.07 | 0.07 | 5.7478 | 5.7478 | 0.03 | 0.03 | 0 | 0
7081 | 0.13 | 0.13 | 0.06 | 0.06 | 0 | 0 | 1.4 | 1.4 | 0 | 0
7082 | 0.13 | 0.13 | 0.06 | 0.06 | 0 | 0 | 1.94 | 1.94 | 0 | 0
7083 | 0.07 | 0.07 | 0.03 | 0.03 | 0 | 0 | 2.15 | 2.15 | 0 | 0
7084 | 0.08 | 0.08 | 0.04 | 0.04 | 0 | 0 | 2.24 | 2.24 | 0 | 0
7085 | 0.07 | 0.07 | 0.04 | 0.04 | 0 | 0 | 2.28 | 2.28 | 0 | 0
7086 | 0.24 | 0.24 | 0.12 | 0.12 | 0 | 0 | 2.29 | 2.29 | 0 | 0
7087 | 0.11 | 0.11 | 0.05 | 0.05 | 0 | 0 | 2.32 | 2.32 | 0 | 0
7088 | 0.16 | 0.16 | 0.08 | 0.08 | 0 | 0 | 2.33 | 2.33 | 0 | 0
7089 | 0.25 | 0.25 | 0.12 | 0.12 | 0 | 0 | 2.22 | 2.22 | 0 | 0
7090 | 0.07 | 0.07 | 0.03 | 0.03 | 0 | 0 | 0.89 | 0.89 | 0 | 0
7091 | 0.22 | 0.22 | 0.11 | 0.11 | 0 | 0 | 1.74 | 1.74 | 0 | 0
7092 | 0.09 | 0.09 | 0.04 | 0.04 | 0 | 0 | 0.92 | 0.92 | 0 | 0
7093 | 0.07 | 0.07 | 0.03 | 0.03 | 0 | 0 | 0.37 | 0.37 | 0 | 0
7094 | 0.16 | 0.16 | 0.08 | 0.08 | 0 | 0 | 0.15 | 0.15 | 0 | 0
7095 | 0.3 | 0.3 | 0.15 | 0.15 | 0 | 0 | 1.16 | 1.16 | 0 | 0
7096 | 0.24 | 0.24 | 0.12 | 0.12 | 9.9 | 9.9 | 0.47 | 0.47 | 0 | 0
7097 | 0.34 | 0.34 | 0.17 | 0.17 | 0.6408 | 0.6408 | 0.19 | 0.19 | 0 | 0
7098 | 0.55 | 0.55 | 0.27 | 0.27 | 0 | 0 | 0.08 | 0.08 | 0 | 0
7099 | 0.37 | 0.37 | 0.18 | 0.18 | 0 | 0 | 1.12 | 1.12 | 0 | 0
7100 | 0.31 | 0.31 | 0.15 | 0.15 | 0 | 0 | 1.62 | 1.62 | 0 | 0
7101 | 0.23 | 0.23 | 0.11 | 0.11 | 0 | 0 | 2.01 | 2.01 | 0 | 0
7102 | 0.19 | 0.19 | 0.09 | 0.09 | 0 | 0 | 2.28 | 2.28 | 0 | 0
7103 | 0.1 | 0.1 | 0.05 | 0.05 | 0 | 0 | 2.38 | 2.38 | 0 | 0
7104 | 0.08 | 0.08 | 0.04 | 0.04 | 0 | 0 | 2.42 | 2.42 | 0 | 0
7105 | 0.08 | 0.08 | 0.04 | 0.04 | 0 | 0 | 2.54 | 2.54 | 0 | 0
7106 | 0.08 | 0.08 | 0.04 | 0.04 | 0 | 0 | 2.65 | 2.65 | 0 | 0
7107 | 0.08 | 0.08 | 0.04 | 0.04 | 0 | 0 | 1.06 | 1.06 | 0 | 0
7108 | 0.08 | 0.08 | 0.04 | 0.04 | 0 | 0 | 2.14 | 2.14 | 0 | 0
7109 | 0.08 | 0.08 | 0.04 | 0.04 | 0 | 0 | 2.58 | 2.58 | 0 | 0
7110 | 0.23 | 0.23 | 0.11 | 0.11 | 0 | 0 | 2.76 | 2.76 | 0 | 0
7111 | 0.16 | 0.16 | 0.08 | 0.08 | 0 | 0 | 2.84 | 2.84 | 0 | 0
7112 | 0.13 | 0.13 | 0.06 | 0.06 | 0 | 0 | 2.73 | 2.73 | 0 | 0
7113 | 0.18 | 0.18 | 0.09 | 0.09 | 0 | 0 | 2.25 | 2.25 | 0 | 0
7114 | 0.17 | 0.17 | 0.08 | 0.08 | 0 | 0 | 1.51 | 1.51 | 0 | 0
7115 | 0.17 | 0.17 | 0.08 | 0.08 | 0 | 0 | 0.78 | 0.78 | 0 | 0
7116 | 0.16 | 0.16 | 0.08 | 0.08 | 0 | 0 | 0.32 | 0.32 | 0 | 0
7117 | 0.41 | 0.41 | 0.2 | 0.2 | 0 | 0 | 0.13 | 0.13 | 0 | 0
7118 | 0.4 | 0.4 | 0.19 | 0.19 | 0 | 0 | 0.05 | 0.05 | 10.13 | 10.13
7119 | 0.19 | 0.19 | 0.09 | 0.09 | 0 | 0 | 0.02 | 0.02 | 0 | 0
7120 | 0.31 | 0.31 | 0.15 | 0.15 | 0 | 0 | 0.01 | 0.01 | 0 | 0
7121 | 0.74 | 0.74 | 0.36 | 0.36 | 0 | 0 | 1.03 | 1.03 | 0 | 0
7122 | 0.37 | 0.37 | 0.18 | 0.18 | 0 | 0 | 1.46 | 1.46 | 0 | 0
7123 | 0.25 | 0.25 | 0.12 | 0.12 | 0 | 0 | 1.65 | 1.65 | 0 | 0
7124 | 0.27 | 0.27 | 0.13 | 0.13 | 0 | 0 | 1.82 | 1.82 | 0 | 0
7125 | 0.76 | 0.76 | 0.37 | 0.37 | 0 | 0 | 0.73 | 0.73 | 0 | 0
7126 | 0.43 | 0.43 | 0.21 | 0.21 | 0 | 0 | 1.51 | 1.51 | 0 | 0
7127 | 0.15 | 0.15 | 0.07 | 0.07 | 0 | 0 | 1.83 | 1.83 | 0 | 0
7128 | 0.08 | 0.08 | 0.04 | 0.04 | 1.3234 | 1.3234 | 0.73 | 0.73 | 0 | 0
7129 | 0.07 | 0.07 | 0.04 | 0.04 | 0 | 0 | 1.54 | 1.54 | 0 | 0
7130 | 0.08 | 0.08 | 0.04 | 0.04 | 0 | 0 | 0.62 | 0.62 | 0 | 0
7131 | 0.71 | 0.71 | 0.35 | 0.35 | 0 | 0 | 0.25 | 0.25 | 0 | 0
7132 | 0.36 | 0.36 | 0.18 | 0.18 | 0 | 0 | 0.1 | 0.1 | 0 | 0
7133 | 0.1 | 0.1 | 0.05 | 0.05 | 0 | 0 | 0.04 | 0.04 | 0 | 0
7134 | 0.16 | 0.16 | 0.08 | 0.08 | 0 | 0 | 0.02 | 0.02 | 0 | 0
7135 | 0.18 | 0.18 | 0.09 | 0.09 | 0 | 0 | 1.2 | 1.2 | 0 | 0
7136 | 0.19 | 0.19 | 0.09 | 0.09 | 0 | 0 | 0.48 | 0.48 | 0 | 0
7137 | 0.14 | 0.14 | 0.07 | 0.07 | 0 | 0 | 1.42 | 1.42 | 0 | 0
7138 | 0.08 | 0.08 | 0.04 | 0.04 | 0 | 0 | 0.57 | 0.57 | 0 | 0
7139 | 0.07 | 0.07 | 0.03 | 0.03 | 0 | 0 | 0.25 | 0.25 | 0 | 0
7140 | 0.06 | 0.06 | 0.03 | 0.03 | 0 | 0 | 0.1 | 0.1 | 0 | 0
7141 | 0.05 | 0.05 | 0.02 | 0.02 | 0 | 0 | 0.88 | 0.88 | 0 | 0
7142 | 0.19 | 0.19 | 0.09 | 0.09 | 0 | 0 | 0.35 | 0.35 | 0 | 0
7143 | 0.63 | 0.63 | 0.31 | 0.31 | 0 | 0 | 0.14 | 0.14 | 0 | 0
7144 | 0.37 | 0.37 | 0.18 | 0.18 | 0 | 0 | 0.06 | 0.06 | 0 | 0
7145 | 0.37 | 0.37 | 0.18 | 0.18 | 0 | 0 | 0.04 | 0.04 | 0 | 0
7146 | 0.31 | 0.31 | 0.15 | 0.15 | 0 | 0 | 0.76 | 0.76 | 0 | 0
7147 | 0.44 | 0.44 | 0.21 | 0.21 | 0 | 0 | 1.1 | 1.1 | 0 | 0
7148 | 0.28 | 0.28 | 0.13 | 0.13 | 0 | 0 | 1.32 | 1.32 | 15.83 | 15.83
7149 | 0.52 | 0.52 | 0.25 | 0.25 | 0 | 0 | 0.53 | 0.53 | 0 | 0
7150 | 0.55 | 0.55 | 0.26 | 0.26 | 0 | 0 | 1.32 | 1.32 | 0 | 0
7151 | 0.22 | 0.22 | 0.1 | 0.1 | 0 | 0 | 1.71 | 1.71 | 0 | 0
7152 | 0.07 | 0.07 | 0.03 | 0.03 | 0 | 0 | 1.92 | 1.92 | 0 | 0
7153 | 0.05 | 0.05 | 0.02 | 0.02 | 0 | 0 | 1.95 | 1.95 | 0 | 0
7154 | 0.06 | 0.06 | 0.03 | 0.03 | 0 | 0 | 1.98 | 1.98 | 0 | 0
7155 | 0.07 | 0.07 | 0.03 | 0.03 | 0 | 0 | 2.08 | 2.08 | 0 | 0
7156 | 0.05 | 0.05 | 0.03 | 0.03 | 0 | 0 | 2.16 | 2.16 | 0 | 0
7157 | 0.12 | 0.12 | 0.06 | 0.06 | 0 | 0 | 0.87 | 0.87 | 0 | 0
7158 | 0.25 | 0.25 | 0.12 | 0.12 | 0 | 0 | 0.35 | 0.35 | 0 | 0
7159 | 0.32 | 0.32 | 0.16 | 0.16 | 0 | 0 | 1.04 | 1.04 | 0 | 0
7160 | 0.25 | 0.25 | 0.12 | 0.12 | 0 | 0 | 1.44 | 1.44 | 0 | 0
7161 | 0.18 | 0.18 | 0.09 | 0.09 | 0 | 0 | 1.21 | 1.21 | 0 | 0
7162 | 0.22 | 0.22 | 0.1 | 0.1 | 0 | 0 | 0.49 | 0.49 | 0 | 0
7163 | 0.18 | 0.18 | 0.09 | 0.09 | 0 | 0 | 0.2 | 0.2 | 0 | 0
7164 | 0.16 | 0.16 | 0.08 | 0.08 | 0 | 0 | 0.08 | 0.08 | 0 | 0
7165 | 0.09 | 0.09 | 0.05 | 0.05 | 0 | 0 | 0.04 | 0.04 | 0 | 0
7166 | 0.14 | 0.14 | 0.07 | 0.07 | 0 | 0 | 1 | 1 | 0 | 0
7167 | 0.41 | 0.41 | 0.2 | 0.2 | 0 | 0 | 0.4 | 0.4 | 0 | 0
7168 | 0.43 | 0.43 | 0.21 | 0.21 | 0 | 0 | 0.16 | 0.16 | 0 | 0
7169 | 0.48 | 0.48 | 0.23 | 0.23 | 0 | 0 | 0.07 | 0.07 | 0 | 0
7170 | 0.34 | 0.34 | 0.17 | 0.17 | 0 | 0 | 0.03 | 0.03 | 0 | 0
7171 | 0.2 | 0.2 | 0.1 | 0.1 | 0 | 0 | 0.78 | 0.78 | 0 | 0
7172 | 0.19 | 0.19 | 0.09 | 0.09 | 0 | 0 | 1.38 | 1.38 | 0 | 0
7173 | 0.15 | 0.15 | 0.07 | 0.07 | 0 | 0 | 1.62 | 1.62 | 0 | 0
7174 | 0.07 | 0.07 | 0.03 | 0.03 | 0 | 0 | 1.78 | 1.78 | 0 | 0
7175 | 0.07 | 0.07 | 0.04 | 0.04 | 0 | 0 | 1.88 | 1.88 | 0 | 0
7176 | 0.08 | 0.08 | 0.04 | 0.04 | 0 | 0 | 0.75 | 0.75 | 0 | 0
7177 | 0.07 | 0.07 | 0.03 | 0.03 | 0 | 0 | 0.3 | 0.3 | 0 | 0
7178 | 0.07 | 0.07 | 0.03 | 0.03 | 0 | 0 | 1.33 | 1.33 | 0 | 0
7179 | 0.07 | 0.07 | 0.03 | 0.03 | 0 | 0 | 0.54 | 0.54 | 0 | 0
7180 | 0.07 | 0.07 | 0.04 | 0.04 | 0 | 0 | 1.46 | 1.46 | 0 | 0
7181 | 0.07 | 0.07 | 0.03 | 0.03 | 0 | 0 | 1.81 | 1.81 | 0 | 0
7182 | 0.13 | 0.13 | 0.06 | 0.06 | 0 | 0 | 1.93 | 1.93 | 0 | 0
7183 | 0.13 | 0.13 | 0.06 | 0.06 | 0 | 0 | 1.98 | 1.98 | 10.36 | 10.36
7184 | 0.14 | 0.14 | 0.07 | 0.07 | 0 | 0 | 0.8 | 0.8 | 0 | 0
7185 | 0.46 | 0.46 | 0.22 | 0.22 | 0 | 0 | 0.32 | 0.32 | 0 | 0
7186 | 0.29 | 0.29 | 0.14 | 0.14 | 0 | 0 | 1.35 | 1.35 | 0 | 0
7187 | 0.17 | 0.17 | 0.08 | 0.08 | 0 | 0 | 0.54 | 0.54 | 0 | 0
7188 | 0.4 | 0.4 | 0.19 | 0.19 | 0 | 0 | 0.22 | 0.22 | 0 | 0
7189 | 0.17 | 0.17 | 0.08 | 0.08 | 0 | 0 | 0.09 | 0.09 | 0 | 0
7190 | 0.29 | 0.29 | 0.14 | 0.14 | 0 | 0 | 0.04 | 0.04 | 0 | 0
7191 | 0.94 | 0.94 | 0.46 | 0.46 | 0 | 0 | 0.62 | 0.62 | 0 | 0
7192 | 0.98 | 0.98 | 0.48 | 0.48 | 0 | 0 | 0.25 | 0.25 | 0 | 0
7193 | 0.49 | 0.49 | 0.24 | 0.24 | 0 | 0 | 0.1 | 0.1 | 0 | 0
7194 | 0.23 | 0.23 | 0.11 | 0.11 | 0 | 0 | 1.14 | 1.14 | 0 | 0
7195 | 0.17 | 0.17 | 0.08 | 0.08 | 0 | 0 | 1.57 | 1.57 | 0 | 0
7196 | 0.18 | 0.18 | 0.09 | 0.09 | 3.9068 | 3.9068 | 1.77 | 1.77 | 0 | 0
7197 | 0.51 | 0.51 | 0.25 | 0.25 | 0 | 0 | 1.87 | 1.87 | 0 | 0
7198 | 0.34 | 0.34 | 0.16 | 0.16 | 0 | 0 | 1.95 | 1.95 | 0 | 0
7199 | 0.11 | 0.11 | 0.05 | 0.05 | 0 | 0 | 2.02 | 2.02 | 0 | 0
7200 | 0.07 | 0.07 | 0.03 | 0.03 | 0 | 0 | 2.11 | 2.11 | 0 | 0
7201 | 0.07 | 0.07 | 0.03 | 0.03 | 0 | 0 | 2.23 | 2.23 | 0 | 0
7202 | 0.06 | 0.06 | 0.03 | 0.03 | 0 | 0 | 0.89 | 0.89 | 0 | 0
7203 | 0.06 | 0.06 | 0.03 | 0.03 | 0 | 0 | 1.67 | 1.67 | 0 | 0
7204 | 0.06 | 0.06 | 0.03 | 0.03 | 0 | 0 | 0.67 | 0.67 | 0 | 0
7205 | 0.06 | 0.06 | 0.03 | 0.03 | 0 | 0 | 1.7 | 1.7 | 0 | 0
7206 | 0.07 | 0.07 | 0.03 | 0.03 | 0 | 0 | 2.12 | 2.12 | 0 | 0
7207 | 0.39 | 0.39 | 0.19 | 0.19 | 0 | 0 | 2.37 | 2.37 | 0 | 0
7208 | 0.28 | 0.28 | 0.13 | 0.13 | 0 | 0 | 2.49 | 2.49 | 0 | 0
7209 | 0.4 | 0.4 | 0.2 | 0.2 | 0 | 0 | 1 | 1 | 0 | 0
7210 | 1.05 | 1.05 | 0.51 | 0.51 | 0 | 0 | 0.4 | 0.4 | 0 | 0
7211 | 0.49 | 0.49 | 0.24 | 0.24 | 0 | 0 | 1 | 1 | 0 | 0
7212 | 0.27 | 0.27 | 0.13 | 0.13 | 0 | 0 | 0.73 | 0.73 | 0 | 0
7213 | 0.2 | 0.2 | 0.1 | 0.1 | 0 | 0 | 0.3 | 0.3 | 0 | 0
7214 | 0.16 | 0.16 | 0.08 | 0.08 | 0 | 0 | 1.41 | 1.41 | 0 | 0
7215 | 0.25 | 0.25 | 0.12 | 0.12 | 0 | 0 | 0.57 | 0.57 | 0 | 0
7216 | 0.18 | 0.18 | 0.09 | 0.09 | 0 | 0 | 1.46 | 1.46 | 0 | 0
7217 | 0.39 | 0.39 | 0.19 | 0.19 | 1.4972 | 1.4972 | 1.43 | 1.43 | 0 | 0
7218 | 0.28 | 0.28 | 0.13 | 0.13 | 0 | 0 | 0.58 | 0.58 | 0 | 0
7219 | 0.27 | 0.27 | 0.13 | 0.13 | 0 | 0 | 1.5 | 1.5 | 0 | 0
7220 | 0.19 | 0.19 | 0.09 | 0.09 | 0 | 0 | 1.98 | 1.98 | 0 | 0
7221 | 0.15 | 0.15 | 0.07 | 0.07 | 0 | 0 | 2.29 | 2.29 | 0 | 0
7222 | 0.13 | 0.13 | 0.06 | 0.06 | 0 | 0 | 2.51 | 2.51 | 0 | 0
7223 | 0.09 | 0.09 | 0.05 | 0.05 | 0 | 0 | 1.01 | 1.01 | 0 | 0
7224 | 0.05 | 0.05 | 0.03 | 0.03 | 0 | 0 | 0.41 | 0.41 | 0 | 0
7225 | 0.07 | 0.07 | 0.03 | 0.03 | 0 | 0 | 0.17 | 0.17 | 0 | 0
7226 | 0.06 | 0.06 | 0.03 | 0.03 | 0 | 0 | 0.07 | 0.07 | 0 | 0
7227 | 0.04 | 0.04 | 0.02 | 0.02 | 0 | 0 | 0.03 | 0.03 | 0 | 0
7228 | 0.05 | 0.05 | 0.02 | 0.02 | 0 | 0 | 0.02 | 0.02 | 0 | 0
7229 | 0.05 | 0.05 | 0.02 | 0.02 | 0 | 0 | 1.75 | 1.75 | 0 | 0
7230 | 0.07 | 0.07 | 0.03 | 0.03 | 0 | 0 | 2.43 | 2.43 | 0 | 0
7231 | 0.09 | 0.09 | 0.04 | 0.04 | 0 | 0 | 2.71 | 2.71 | 11.02 | 11.02
7232 | 0.09 | 0.09 | 0.04 | 0.04 | 0 | 0 | 2.78 | 2.78 | 0 | 0
7233 | 0.1 | 0.1 | 0.05 | 0.05 | 0 | 0 | 1.11 | 1.11 | 0 | 0
7234 | 0.08 | 0.08 | 0.04 | 0.04 | 0 | 0 | 1.73 | 1.73 | 0 | 0
7235 | 0.06 | 0.06 | 0.03 | 0.03 | 0 | 0 | 0.7 | 0.7 | 0 | 0
7236 | 0.08 | 0.08 | 0.04 | 0.04 | 0 | 0 | 0.28 | 0.28 | 0 | 0
7237 | 0.27 | 0.27 | 0.13 | 0.13 | 0 | 0 | 1.28 | 1.28 | 0 | 0
7238 | 0.19 | 0.19 | 0.09 | 0.09 | 0 | 0 | 0.51 | 0.51 | 0 | 0
7239 | 0.21 | 0.21 | 0.1 | 0.1 | 0.9344 | 0.9344 | 0.21 | 0.21 | 0 | 0
7240 | 0.29 | 0.29 | 0.14 | 0.14 | 0 | 0 | 0.34 | 0.34 | 0 | 0
7241 | 0.47 | 0.47 | 0.23 | 0.23 | 0 | 0 | 0.54 | 0.54 | 0 | 0
7242 | 0.33 | 0.33 | 0.16 | 0.16 | 0 | 0 | 1.26 | 1.26 | 0 | 0
7243 | 0.27 | 0.27 | 0.13 | 0.13 | 0 | 0 | 1.58 | 1.58 | 0 | 0
7244 | 0.22 | 0.22 | 0.11 | 0.11 | 0 | 0 | 1.82 | 1.82 | 0 | 0
7245 | 0.21 | 0.21 | 0.1 | 0.1 | 0 | 0 | 0.73 | 0.73 | 0 | 0
7246 | 0.18 | 0.18 | 0.09 | 0.09 | 0 | 0 | 1.73 | 1.73 | 0 | 0
7247 | 0.19 | 0.19 | 0.09 | 0.09 | 1.5301 | 1.5301 | 2.17 | 2.17 | 0 | 0
7248 | 0.12 | 0.12 | 0.06 | 0.06 | 0 | 0 | 0.87 | 0.87 | 0 | 0
7249 | 0.07 | 0.07 | 0.03 | 0.03 | 0 | 0 | 0.35 | 0.35 | 0 | 0
7250 | 0.05 | 0.05 | 0.03 | 0.03 | 0 | 0 | 0.14 | 0.14 | 0 | 0
7251 | 0.04 | 0.04 | 0.02 | 0.02 | 0 | 0 | 0.06 | 0.06 | 0 | 0
7252 | 0.05 | 0.05 | 0.02 | 0.02 | 0 | 0 | 0.03 | 0.03 | 0 | 0
7253 | 0.04 | 0.04 | 0.02 | 0.02 | 0 | 0 | 0.01 | 0.01 | 0 | 0
7254 | 0.05 | 0.05 | 0.02 | 0.02 | 0 | 0 | 1.24 | 1.24 | 0 | 0
7255 | 0.11 | 0.11 | 0.05 | 0.05 | 0 | 0 | 0.5 | 0.5 | 0 | 0
7256 | 0.13 | 0.13 | 0.07 | 0.07 | 0 | 0 | 1.41 | 1.41 | 0 | 0
7257 | 0.42 | 0.42 | 0.21 | 0.21 | 0 | 0 | 1.29 | 1.29 | 0 | 0
7258 | 0.46 | 0.46 | 0.22 | 0.22 | 0 | 0 | 0.71 | 0.71 | 0 | 0
7259 | 0.48 | 0.48 | 0.23 | 0.23 | 0 | 0 | 0.29 | 0.29 | 0 | 0
7260 | 0.18 | 0.18 | 0.09 | 0.09 | 0 | 0 | 0.12 | 0.12 | 0 | 0
7261 | 0.13 | 0.13 | 0.06 | 0.06 | 0 | 0 | 0.05 | 0.05 | 9.98 | 9.98
7262 | 0.16 | 0.16 | 0.08 | 0.08 | 0 | 0 | 0.02 | 0.02 | 0 | 0
7263 | 0.1 | 0.1 | 0.05 | 0.05 | 0 | 0 | 0.01 | 0.01 | 0 | 0
7264 | 0.32 | 0.32 | 0.15 | 0.15 | 0 | 0 | 0.01 | 0.01 | 0 | 0
7265 | 0.33 | 0.33 | 0.16 | 0.16 | 0 | 0 | 0.01 | 0.01 | 0 | 0
7266 | 0.29 | 0.29 | 0.14 | 0.14 | 0 | 0 | 1.22 | 1.22 | 0 | 0
7267 | 0.29 | 0.29 | 0.14 | 0.14 | 0 | 0 | 0.49 | 0.49 | 0 | 0
7268 | 0.15 | 0.15 | 0.07 | 0.07 | 0 | 0 | 1.44 | 1.44 | 0 | 0
7269 | 0.37 | 0.37 | 0.18 | 0.18 | 0 | 0 | 1.86 | 1.86 | 0 | 0
7270 | 1.02 | 1.02 | 0.49 | 0.49 | 0 | 0 | 2.08 | 2.08 | 0 | 0
7271 | 0.2 | 0.2 | 0.1 | 0.1 | 0 | 0 | 2.25 | 2.25 | 0 | 0
7272 | 0.1 | 0.1 | 0.05 | 0.05 | 0 | 0 | 0.9 | 0.9 | 0 | 0
7273 | 0.07 | 0.07 | 0.04 | 0.04 | 0 | 0 | 0.36 | 0.36 | 0 | 0
7274 | 0.09 | 0.09 | 0.04 | 0.04 | 0 | 0 | 0.15 | 0.15 | 0 | 0
7275 | 0.08 | 0.08 | 0.04 | 0.04 | 0 | 0 | 1.66 | 1.66 | 0 | 0
7276 | 0.05 | 0.05 | 0.02 | 0.02 | 0 | 0 | 0.67 | 0.67 | 0 | 0
7277 | 0.06 | 0.06 | 0.03 | 0.03 | 0 | 0 | 0.27 | 0.27 | 0 | 0
7278 | 0.06 | 0.06 | 0.03 | 0.03 | 0 | 0 | 1.74 | 1.74 | 0 | 0
7279 | 0.25 | 0.25 | 0.12 | 0.12 | 0 | 0 | 2.3 | 2.3 | 0 | 0
7280 | 0.19 | 0.19 | 0.09 | 0.09 | 0 | 0 | 2.42 | 2.42 | 0 | 0
7281 | 0.18 | 0.18 | 0.09 | 0.09 | 0 | 0 | 2.3 | 2.3 | 0 | 0
7282 | 0.11 | 0.11 | 0.05 | 0.05 | 0 | 0 | 2.07 | 2.07 | 0 | 0
7283 | 0.09 | 0.09 | 0.04 | 0.04 | 0 | 0 | 0.83 | 0.83 | 0 | 0
7284 | 0.06 | 0.06 | 0.03 | 0.03 | 0 | 0 | 1.72 | 1.72 | 0 | 0
7285 | 0.06 | 0.06 | 0.03 | 0.03 | 0 | 0 | 1.3 | 1.3 | 0 | 0
7286 | 0.11 | 0.11 | 0.06 | 0.06 | 0 | 0 | 0.97 | 0.97 | 0 | 0
7287 | 0.15 | 0.15 | 0.07 | 0.07 | 0 | 0 | 0.86 | 0.86 | 0 | 0
7288 | 0.31 | 0.31 | 0.15 | 0.15 | 0 | 0 | 0.86 | 0.86 | 10.49 | 10.49
7289 | 0.26 | 0.26 | 0.13 | 0.13 | 0 | 0 | 1.03 | 1.03 | 0 | 0
7290 | 0.28 | 0.28 | 0.14 | 0.14 | 0 | 0 | 0.42 | 0.42 | 0 | 0
7291 | 0.29 | 0.29 | 0.14 | 0.14 | 0 | 0 | 1.33 | 1.33 | 0 | 0
7292 | 0.22 | 0.22 | 0.11 | 0.11 | 0 | 0 | 1.78 | 1.78 | 0 | 0
7293 | 0.25 | 0.25 | 0.12 | 0.12 | 0 | 0 | 2.02 | 2.02 | 0 | 0
7294 | 0.65 | 0.65 | 0.32 | 0.32 | 0 | 0 | 2.22 | 2.22 | 0 | 0
7295 | 0.33 | 0.33 | 0.16 | 0.16 | 0 | 0 | 2.35 | 2.35 | 0 | 0
7296 | 0.09 | 0.09 | 0.04 | 0.04 | 0 | 0 | 0.94 | 0.94 | 0 | 0
7297 | 0.05 | 0.05 | 0.02 | 0.02 | 0 | 0 | 1.81 | 1.81 | 0 | 0
7298 | 0.05 | 0.05 | 0.03 | 0.03 | 0 | 0 | 0.73 | 0.73 | 0 | 0
7299 | 0.05 | 0.05 | 0.02 | 0.02 | 0 | 0 | 0.29 | 0.29 | 0 | 0
7300 | 0.05 | 0.05 | 0.03 | 0.03 | 0 | 0 | 0.12 | 0.12 | 0 | 0
7301 | 0.06 | 0.06 | 0.03 | 0.03 | 0 | 0 | 0.05 | 0.05 | 0 | 0
7302 | 0.06 | 0.06 | 0.03 | 0.03 | 0 | 0 | 0.02 | 0.02 | 0 | 0
7303 | 0.12 | 0.12 | 0.06 | 0.06 | 0 | 0 | 1.27 | 1.27 | 0 | 0
7304 | 0.17 | 0.17 | 0.08 | 0.08 | 0 | 0 | 1.66 | 1.66 | 0 | 0
7305 | 0.64 | 0.64 | 0.31 | 0.31 | 0 | 0 | 1.52 | 1.52 | 0 | 0
7306 | 0.12 | 0.12 | 0.06 | 0.06 | 0 | 0 | 0.61 | 0.61 | 0 | 0
7307 | 0.13 | 0.13 | 0.06 | 0.06 | 0 | 0 | 0.25 | 0.25 | 0 | 0
7308 | 0.14 | 0.14 | 0.07 | 0.07 | 0 | 0 | 0.1 | 0.1 | 0 | 0
7309 | 0.15 | 0.15 | 0.07 | 0.07 | 0 | 0 | 0.04 | 0.04 | 0 | 0
7310 | 0.17 | 0.17 | 0.08 | 0.08 | 0 | 0 | 0.02 | 0.02 | 0 | 0
7311 | 0.26 | 0.26 | 0.13 | 0.13 | 0 | 0 | 0.01 | 0.01 | 0 | 0
7312 | 0.29 | 0.29 | 0.14 | 0.14 | 0 | 0 | 0.01 | 0.01 | 0 | 0
7313 | 0.37 | 0.37 | 0.18 | 0.18 | 0 | 0 | 0 | 0 | 0 | 0
7314 | 0.29 | 0.29 | 0.14 | 0.14 | 0 | 0 | 1.13 | 1.13 | 0 | 0
7315 | 0.26 | 0.26 | 0.12 | 0.12 | 0 | 0 | 1.64 | 1.64 | 0 | 0
7316 | 0.27 | 0.27 | 0.13 | 0.13 | 0 | 0 | 1.96 | 1.96 | 0 | 0
7317 | 0.23 | 0.23 | 0.11 | 0.11 | 0 | 0 | 0.79 | 0.79 | 0 | 0
7318 | 0.18 | 0.18 | 0.09 | 0.09 | 0 | 0 | 0.32 | 0.32 | 0 | 0
7319 | 0.1 | 0.1 | 0.05 | 0.05 | 0 | 0 | 1.67 | 1.67 | 0 | 0
7320 | 0.08 | 0.08 | 0.04 | 0.04 | 0 | 0 | 0.67 | 0.67 | 0 | 0
7321 | 0.07 | 0.07 | 0.04 | 0.04 | 0 | 0 | 0.27 | 0.27 | 0 | 0
7322 | 0.06 | 0.06 | 0.03 | 0.03 | 0 | 0 | 0.11 | 0.11 | 0 | 0
7323 | 0.05 | 0.05 | 0.03 | 0.03 | 0 | 0 | 1.68 | 1.68 | 0 | 0
7324 | 0.05 | 0.05 | 0.03 | 0.03 | 0 | 0 | 0.68 | 0.68 | 0 | 0
7325 | 0.12 | 0.12 | 0.06 | 0.06 | 0 | 0 | 1.72 | 1.72 | 0 | 0
7326 | 0.06 | 0.06 | 0.03 | 0.03 | 0 | 0 | 2.37 | 2.37 | 10.21 | 10.21
7327 | 0.06 | 0.06 | 0.03 | 0.03 | 0 | 0 | 2.64 | 2.64 | 0 | 0
7328 | 0.06 | 0.06 | 0.03 | 0.03 | 0 | 0 | 2.66 | 2.66 | 0 | 0
7329 | 0.11 | 0.11 | 0.05 | 0.05 | 0 | 0 | 2.27 | 2.27 | 0 | 0
7330 | 0.18 | 0.18 | 0.09 | 0.09 | 0 | 0 | 0.91 | 0.91 | 0 | 0
7331 | 0.22 | 0.22 | 0.11 | 0.11 | 0 | 0 | 0.37 | 0.37 | 0 | 0
7332 | 0.38 | 0.38 | 0.18 | 0.18 | 0 | 0 | 1.59 | 1.59 | 0 | 0
7333 | 0.31 | 0.31 | 0.15 | 0.15 | 0 | 0 | 0.64 | 0.64 | 0 | 0
7334 | 0.26 | 0.26 | 0.13 | 0.13 | 0 | 0 | 0.26 | 0.26 | 0 | 0
7335 | 0.3 | 0.3 | 0.15 | 0.15 | 0 | 0 | 0.11 | 0.11 | 0 | 0
7336 | 0.41 | 0.41 | 0.2 | 0.2 | 0 | 0 | 0.05 | 0.05 | 0 | 0
7337 | 0.49 | 0.49 | 0.24 | 0.24 | 0 | 0 | 0.02 | 0.02 | 0 | 0
7338 | 0.51 | 0.51 | 0.25 | 0.25 | 0 | 0 | 1.1 | 1.1 | 0 | 0
7339 | 0.19 | 0.19 | 0.09 | 0.09 | 0 | 0 | 1.63 | 1.63 | 0 | 0
7340 | 0.14 | 0.14 | 0.07 | 0.07 | 0 | 0 | 1.96 | 1.96 | 0 | 0
7341 | 0.15 | 0.15 | 0.07 | 0.07 | 0 | 0 | 2.19 | 2.19 | 0 | 0
7342 | 0.54 | 0.54 | 0.26 | 0.26 | 0 | 0 | 0.88 | 0.88 | 0 | 0
7343 | 0.13 | 0.13 | 0.06 | 0.06 | 0 | 0 | 1.89 | 1.89 | 0 | 0
7344 | 0.1 | 0.1 | 0.05 | 0.05 | 0 | 0 | 0.76 | 0.76 | 0 | 0
7345 | 0.09 | 0.09 | 0.04 | 0.04 | 0 | 0 | 0.31 | 0.31 | 0 | 0
7346 | 0.37 | 0.37 | 0.18 | 0.18 | 0 | 0 | 0.13 | 0.13 | 0 | 0
7347 | 0.53 | 0.53 | 0.26 | 0.26 | 0 | 0 | 1.61 | 1.61 | 0 | 0
7348 | 0.36 | 0.36 | 0.17 | 0.17 | 0 | 0 | 0.65 | 0.65 | 0 | 0
7349 | 0.15 | 0.15 | 0.07 | 0.07 | 0 | 0 | 0.26 | 0.26 | 0 | 0
7350 | 0.14 | 0.14 | 0.07 | 0.07 | 0 | 0 | 0.11 | 0.11 | 0 | 0
7351 | 0.15 | 0.15 | 0.07 | 0.07 | 0 | 0 | 1.2 | 1.2 | 0 | 0
7352 | 0.13 | 0.13 | 0.06 | 0.06 | 0 | 0 | 1.5 | 1.5 | 0 | 0
7353 | 0.26 | 0.26 | 0.12 | 0.12 | 0 | 0 | 0.6 | 0.6 | 0 | 0
7354 | 0.28 | 0.28 | 0.14 | 0.14 | 0 | 0 | 0.24 | 0.24 | 0 | 0
7355 | 0.12 | 0.12 | 0.06 | 0.06 | 0 | 0 | 0.1 | 0.1 | 0 | 0
7356 | 0.17 | 0.17 | 0.08 | 0.08 | 0 | 0 | 1.07 | 1.07 | 0 | 0
7357 | 0.88 | 0.88 | 0.43 | 0.43 | 0 | 0 | 0.43 | 0.43 | 0 | 0
7358 | 0.8 | 0.8 | 0.39 | 0.39 | 0 | 0 | 0.17 | 0.17 | 0 | 0
7359 | 0.6 | 0.6 | 0.29 | 0.29 | 0 | 0 | 0.07 | 0.07 | 0 | 0
7360 | 0.38 | 0.38 | 0.18 | 0.18 | 0 | 0 | 0.03 | 0.03 | 0 | 0
7361 | 0.47 | 0.47 | 0.23 | 0.23 | 0 | 0 | 0.02 | 0.02 | 0 | 0
7362 | 0.28 | 0.28 | 0.14 | 0.14 | 0 | 0 | 1.43 | 1.43 | 0 | 0
7363 | 0.19 | 0.19 | 0.09 | 0.09 | 0 | 0 | 1.97 | 1.97 | 0 | 0
7364 | 0.18 | 0.18 | 0.09 | 0.09 | 0 | 0 | 2.17 | 2.17 | 0 | 0
7365 | 0.17 | 0.17 | 0.08 | 0.08 | 0 | 0 | 2.27 | 2.27 | 0 | 0
7366 | 0.17 | 0.17 | 0.08 | 0.08 | 0 | 0 | 2.34 | 2.34 | 0 | 0
7367 | 0.16 | 0.16 | 0.08 | 0.08 | 0 | 0 | 2.39 | 2.39 | 0 | 0
7368 | 0.14 | 0.14 | 0.07 | 0.07 | 0 | 0 | 2.42 | 2.42 | 0 | 0
7369 | 0.1 | 0.1 | 0.05 | 0.05 | 0 | 0 | 2.47 | 2.47 | 0 | 0
7370 | 0.07 | 0.07 | 0.03 | 0.03 | 0 | 0 | 2.54 | 2.54 | 0 | 0
7371 | 0.06 | 0.06 | 0.03 | 0.03 | 0 | 0 | 1.02 | 1.02 | 0 | 0
7372 | 0.07 | 0.07 | 0.03 | 0.03 | 0 | 0 | 1.99 | 1.99 | 0 | 0
7373 | 0.07 | 0.07 | 0.03 | 0.03 | 0 | 0 | 2.42 | 2.42 | 0 | 0
7374 | 0.06 | 0.06 | 0.03 | 0.03 | 0 | 0 | 0.97 | 0.97 | 0 | 0
7375 | 0.27 | 0.27 | 0.13 | 0.13 | 0 | 0 | 0.39 | 0.39 | 0 | 0
7376 | 0.48 | 0.48 | 0.23 | 0.23 | 0 | 0 | 1.9 | 1.9 | 0 | 0
7377 | 0.32 | 0.32 | 0.15 | 0.15 | 0 | 0 | 2.33 | 2.33 | 0 | 0
7378 | 0.3 | 0.3 | 0.14 | 0.14 | 0 | 0 | 2.39 | 2.39 | 0 | 0
7379 | 0.64 | 0.64 | 0.31 | 0.31 | 0 | 0 | 0.96 | 0.96 | 0 | 0
7380 | 0.24 | 0.24 | 0.12 | 0.12 | 0 | 0 | 1.58 | 1.58 | 9.83 | 9.83
7381 | 0.19 | 0.19 | 0.09 | 0.09 | 0 | 0 | 1.73 | 1.73 | 0 | 0
7382 | 0.19 | 0.19 | 0.09 | 0.09 | 0 | 0 | 0.7 | 0.7 | 0 | 0
7383 | 0.25 | 0.25 | 0.12 | 0.12 | 0 | 0 | 1.27 | 1.27 | 0 | 0
7384 | 0.69 | 0.69 | 0.33 | 0.33 | 0.5907 | 0.5907 | 1.46 | 1.46 | 0 | 0
7385 | 0.43 | 0.43 | 0.21 | 0.21 | 0 | 0 | 1.37 | 1.37 | 0 | 0
7386 | 0.61 | 0.61 | 0.29 | 0.29 | 0 | 0 | 1.98 | 1.98 | 0 | 0
7387 | 0.31 | 0.31 | 0.15 | 0.15 | 0 | 0 | 2.23 | 2.23 | 0 | 0
7388 | 0.26 | 0.26 | 0.12 | 0.12 | 0 | 0 | 2.41 | 2.41 | 0 | 0
7389 | 0.24 | 0.24 | 0.12 | 0.12 | 0 | 0 | 2.59 | 2.59 | 0 | 0
7390 | 0.23 | 0.23 | 0.11 | 0.11 | 0 | 0 | 2.76 | 2.76 | 0 | 0
7391 | 0.19 | 0.19 | 0.09 | 0.09 | 0 | 0 | 2.88 | 2.88 | 0 | 0
7392 | 0.1 | 0.1 | 0.05 | 0.05 | 0 | 0 | 1.16 | 1.16 | 0 | 0
7393 | 0.1 | 0.1 | 0.05 | 0.05 | 3.3025 | 3.3025 | 0.47 | 0.47 | 0 | 0
7394 | 0.08 | 0.08 | 0.04 | 0.04 | 0 | 0 | 2.05 | 2.05 | 0 | 0
7395 | 0.07 | 0.07 | 0.03 | 0.03 | 0 | 0 | 0.82 | 0.82 | 0 | 0
7396 | 0.08 | 0.08 | 0.04 | 0.04 | 0 | 0 | 0.33 | 0.33 | 0 | 0
7397 | 0.08 | 0.08 | 0.04 | 0.04 | 0 | 0 | 0.14 | 0.14 | 0 | 0
7398 | 0.1 | 0.1 | 0.05 | 0.05 | 0 | 0 | 0.06 | 0.06 | 0 | 0
7399 | 0.17 | 0.17 | 0.08 | 0.08 | 0 | 0 | 1.87 | 1.87 | 0 | 0
7400 | 0.08 | 0.08 | 0.04 | 0.04 | 0 | 0 | 2.54 | 2.54 | 0 | 0
7401 | 0.12 | 0.12 | 0.06 | 0.06 | 0 | 0 | 2.63 | 2.63 | 0 | 0
7402 | 0.14 | 0.14 | 0.07 | 0.07 | 0 | 0 | 2.39 | 2.39 | 0 | 0
7403 | 0.24 | 0.24 | 0.11 | 0.11 | 0 | 0 | 1.75 | 1.75 | 0 | 0
7404 | 0.22 | 0.22 | 0.11 | 0.11 | 0 | 0 | 0.7 | 0.7 | 0 | 0
7405 | 0.31 | 0.31 | 0.15 | 0.15 | 0 | 0 | 0.28 | 0.28 | 0 | 0
7406 | 0.32 | 0.32 | 0.16 | 0.16 | 0 | 0 | 0.12 | 0.12 | 0 | 0
7407 | 0.23 | 0.23 | 0.11 | 0.11 | 0 | 0 | 0.05 | 0.05 | 0 | 0
7408 | 0.29 | 0.29 | 0.14 | 0.14 | 0 | 0 | 0.02 | 0.02 | 10.84 | 10.84
7409 | 0.67 | 0.67 | 0.32 | 0.32 | 9.9 | 9.9 | 0.01 | 0.01 | 0 | 0
7410 | 0.36 | 0.36 | 0.17 | 0.17 | 1.6061 | 1.6061 | 1.25 | 1.25 | 0 | 0
7411 | 0.33 | 0.33 | 0.16 | 0.16 | 0 | 0 | 1.81 | 1.81 | 0 | 0
7412 | 0.22 | 0.22 | 0.11 | 0.11 | 0 | 0 | 2.1 | 2.1 | 0 | 0
7413 | 0.29 | 0.29 | 0.14 | 0.14 | 0 | 0 | 2.25 | 2.25 | 0 | 0
7414 | 0.26 | 0.26 | 0.13 | 0.13 | 0 | 0 | 2.34 | 2.34 | 0 | 0
7415 | 0.18 | 0.18 | 0.09 | 0.09 | 0 | 0 | 2.4 | 2.4 | 0 | 0
7416 | 0.11 | 0.11 | 0.05 | 0.05 | 0 | 0 | 2.47 | 2.47 | 0 | 0
7417 | 0.06 | 0.06 | 0.03 | 0.03 | 0 | 0 | 2.51 | 2.51 | 0 | 0
7418 | 0.06 | 0.06 | 0.03 | 0.03 | 0 | 0 | 2.52 | 2.52 | 0 | 0
7419 | 0.06 | 0.06 | 0.03 | 0.03 | 0 | 0 | 1.01 | 1.01 | 0 | 0
7420 | 0.06 | 0.06 | 0.03 | 0.03 | 0 | 0 | 0.41 | 0.41 | 0 | 0
7421 | 0.06 | 0.06 | 0.03 | 0.03 | 0 | 0 | 0.17 | 0.17 | 0 | 0
7422 | 0.05 | 0.05 | 0.03 | 0.03 | 0 | 0 | 1.47 | 1.47 | 0 | 0
7423 | 0.16 | 0.16 | 0.08 | 0.08 | 0 | 0 | 1.97 | 1.97 | 0 | 0
7424 | 0.11 | 0.11 | 0.05 | 0.05 | 0 | 0 | 2.06 | 2.06 | 10.2 | 10.2
7425 | 0.25 | 0.25 | 0.12 | 0.12 | 0 | 0 | 1.83 | 1.83 | 0 | 0
7426 | 0.09 | 0.09 | 0.04 | 0.04 | 0 | 0 | 1.4 | 1.4 | 0 | 0
7427 | 0.13 | 0.13 | 0.06 | 0.06 | 0 | 0 | 0.96 | 0.96 | 0 | 0
7428 | 0.53 | 0.53 | 0.26 | 0.26 | 0 | 0 | 0.39 | 0.39 | 0 | 0
7429 | 0.68 | 0.68 | 0.33 | 0.33 | 0 | 0 | 0.16 | 0.16 | 0 | 0
7430 | 0.31 | 0.31 | 0.15 | 0.15 | 0 | 0 | 0.07 | 0.07 | 0 | 0
7431 | 0.3 | 0.3 | 0.15 | 0.15 | 0 | 0 | 0.03 | 0.03 | 0 | 0
7432 | 0.44 | 0.44 | 0.21 | 0.21 | 0 | 0 | 0.01 | 0.01 | 0 | 0
7433 | 0.48 | 0.48 | 0.23 | 0.23 | 0 | 0 | 0.01 | 0.01 | 0 | 0
7434 | 0.32 | 0.32 | 0.16 | 0.16 | 0 | 0 | 1.12 | 1.12 | 0 | 0
7435 | 0.3 | 0.3 | 0.14 | 0.14 | 0 | 0 | 1.61 | 1.61 | 0 | 0
7436 | 0.23 | 0.23 | 0.11 | 0.11 | 0 | 0 | 1.83 | 1.83 | 0 | 0
7437 | 0.22 | 0.22 | 0.11 | 0.11 | 0 | 0 | 1.87 | 1.87 | 0 | 0
7438 | 0.88 | 0.88 | 0.43 | 0.43 | 0 | 0 | 1.84 | 1.84 | 0 | 0
7439 | 0.56 | 0.56 | 0.27 | 0.27 | 2.9 | 2.9 | 1.89 | 1.89 | 0 | 0
7440 | 0.17 | 0.17 | 0.08 | 0.08 | 0 | 0 | 0.76 | 0.76 | 0 | 0
7441 | 0.1 | 0.1 | 0.05 | 0.05 | 0 | 0 | 0.31 | 0.31 | 0 | 0
7442 | 0.08 | 0.08 | 0.04 | 0.04 | 0 | 0 | 1.47 | 1.47 | 0 | 0
7443 | 0.08 | 0.08 | 0.04 | 0.04 | 0 | 0 | 1.93 | 1.93 | 0 | 0
7444 | 0.07 | 0.07 | 0.03 | 0.03 | 0 | 0 | 2.16 | 2.16 | 0 | 0
7445 | 0.08 | 0.08 | 0.04 | 0.04 | 0 | 0 | 2.29 | 2.29 | 0 | 0
7446 | 0.08 | 0.08 | 0.04 | 0.04 | 0 | 0 | 2.36 | 2.36 | 0 | 0
7447 | 0.15 | 0.15 | 0.07 | 0.07 | 0 | 0 | 0.95 | 0.95 | 0 | 0
7448 | 0.23 | 0.23 | 0.11 | 0.11 | 0 | 0 | 1.85 | 1.85 | 0 | 0
7449 | 0.21 | 0.21 | 0.1 | 0.1 | 0 | 0 | 2.1 | 2.1 | 10.35 | 10.35
7450 | 0.51 | 0.51 | 0.25 | 0.25 | 0 | 0 | 2 | 2 | 0 | 0
7451 | 0.29 | 0.29 | 0.14 | 0.14 | 0 | 0 | 1.26 | 1.26 | 0 | 0
7452 | 0.15 | 0.15 | 0.07 | 0.07 | 0 | 0 | 0.75 | 0.75 | 0 | 0
7453 | 0.09 | 0.09 | 0.04 | 0.04 | 0 | 0 | 0.3 | 0.3 | 0 | 0
7454 | 0.12 | 0.12 | 0.06 | 0.06 | 0 | 0 | 1.9 | 1.9 | 0 | 0
7455 | 0.12 | 0.12 | 0.06 | 0.06 | 0 | 0 | 1.29 | 1.29 | 0 | 0
7456 | 0.42 | 0.42 | 0.2 | 0.2 | 0 | 0 | 1.13 | 1.13 | 0 | 0
7457 | 0.43 | 0.43 | 0.21 | 0.21 | 0 | 0 | 0.74 | 0.74 | 0 | 0
7458 | 0.33 | 0.33 | 0.16 | 0.16 | 0 | 0 | 2.11 | 2.11 | 0 | 0
7459 | 0.45 | 0.45 | 0.22 | 0.22 | 0 | 0 | 2.66 | 2.66 | 0 | 0
7460 | 0.28 | 0.28 | 0.14 | 0.14 | 2.0391 | 2.0391 | 1.07 | 1.07 | 0 | 0
7461 | 0.25 | 0.25 | 0.12 | 0.12 | 0 | 0 | 2.23 | 2.23 | 0 | 0
7462 | 0.67 | 0.67 | 0.33 | 0.33 | 0 | 0 | 2.66 | 2.66 | 0 | 0
7463 | 0.42 | 0.42 | 0.21 | 0.21 | 0 | 0 | 2.83 | 2.83 | 0 | 0
7464 | 0.09 | 0.09 | 0.04 | 0.04 | 0 | 0 | 1.13 | 1.13 | 0 | 0
7465 | 0.08 | 0.08 | 0.04 | 0.04 | 0 | 0 | 2.22 | 2.22 | 0 | 0
7466 | 0.06 | 0.06 | 0.03 | 0.03 | 0 | 0 | 0.89 | 0.89 | 0 | 0
7467 | 0.06 | 0.06 | 0.03 | 0.03 | 0 | 0 | 2.09 | 2.09 | 0 | 0
7468 | 0.06 | 0.06 | 0.03 | 0.03 | 0 | 0 | 0.84 | 0.84 | 0 | 0
7469 | 0.05 | 0.05 | 0.03 | 0.03 | 0 | 0 | 0.34 | 0.34 | 0 | 0
7470 | 0.07 | 0.07 | 0.03 | 0.03 | 0 | 0 | 0.14 | 0.14 | 0 | 0
7471 | 0.17 | 0.17 | 0.08 | 0.08 | 0 | 0 | 1.79 | 1.79 | 0 | 0
7472 | 0.22 | 0.22 | 0.1 | 0.1 | 0 | 0 | 2.42 | 2.42 | 0 | 0
7473 | 0.27 | 0.27 | 0.13 | 0.13 | 0 | 0 | 0.97 | 0.97 | 0 | 0
7474 | 0.16 | 0.16 | 0.08 | 0.08 | 0 | 0 | 0.39 | 0.39 | 0 | 0
7475 | 0.46 | 0.46 | 0.22 | 0.22 | 0 | 0 | 1.48 | 1.48 | 0 | 0
7476 | 0.12 | 0.12 | 0.06 | 0.06 | 0 | 0 | 0.6 | 0.6 | 0 | 0
7477 | 0.07 | 0.07 | 0.03 | 0.03 | 0 | 0 | 1.51 | 1.51 | 0 | 0
7478 | 0.08 | 0.08 | 0.04 | 0.04 | 0 | 0 | 1.8 | 1.8 | 0 | 0
7479 | 0.26 | 0.26 | 0.12 | 0.12 | 0 | 0 | 0.72 | 0.72 | 0 | 0
7480 | 0.37 | 0.37 | 0.18 | 0.18 | 0 | 0 | 1.88 | 1.88 | 0 | 0
7481 | 0.45 | 0.45 | 0.22 | 0.22 | 0 | 0 | 1.75 | 1.75 | 0 | 0
7482 | 0.37 | 0.37 | 0.18 | 0.18 | 0 | 0 | 2.25 | 2.25 | 0 | 0
7483 | 0.31 | 0.31 | 0.15 | 0.15 | 0 | 0 | 2.49 | 2.49 | 0 | 0
7484 | 0.23 | 0.23 | 0.11 | 0.11 | 0 | 0 | 2.61 | 2.61 | 0 | 0
7485 | 0.23 | 0.23 | 0.11 | 0.11 | 0 | 0 | 2.7 | 2.7 | 0 | 0
7486 | 0.68 | 0.68 | 0.33 | 0.33 | 0 | 0 | 2.81 | 2.81 | 0 | 0
7487 | 0.39 | 0.39 | 0.19 | 0.19 | 0 | 0 | 2.92 | 2.92 | 0 | 0
7488 | 0.15 | 0.15 | 0.07 | 0.07 | 1.9552 | 1.9552 | 1.17 | 1.17 | 0 | 0
7489 | 0.08 | 0.08 | 0.04 | 0.04 | 0 | 0 | 2.29 | 2.29 | 0 | 0
7490 | 0.07 | 0.07 | 0.03 | 0.03 | 0 | 0 | 0.92 | 0.92 | 0 | 0
7491 | 0.08 | 0.08 | 0.04 | 0.04 | 0 | 0 | 0.37 | 0.37 | 0 | 0
7492 | 0.07 | 0.07 | 0.04 | 0.04 | 0 | 0 | 0.15 | 0.15 | 0 | 0
7493 | 0.06 | 0.06 | 0.03 | 0.03 | 0 | 0 | 1.83 | 1.83 | 0 | 0
7494 | 0.08 | 0.08 | 0.04 | 0.04 | 0 | 0 | 2.49 | 2.49 | 0 | 0
7495 | 0.16 | 0.16 | 0.08 | 0.08 | 0 | 0 | 2.75 | 2.75 | 0 | 0
7496 | 0.1 | 0.1 | 0.05 | 0.05 | 0 | 0 | 2.85 | 2.85 | 0 | 0
7497 | 0.15 | 0.15 | 0.07 | 0.07 | 0 | 0 | 2.75 | 2.75 | 0 | 0
7498 | 0.11 | 0.11 | 0.05 | 0.05 | 0 | 0 | 1.1 | 1.1 | 0 | 0
7499 | 0.09 | 0.09 | 0.04 | 0.04 | 0 | 0 | 0.44 | 0.44 | 0 | 0
7500 | 0.09 | 0.09 | 0.04 | 0.04 | 0 | 0 | 0.18 | 0.18 | 0 | 0
7501 | 0.13 | 0.13 | 0.06 | 0.06 | 0 | 0 | 0.89 | 0.89 | 9.9 | 9.9
7502 | 0.1 | 0.1 | 0.05 | 0.05 | 0 | 0 | 1.16 | 1.16 | 0 | 0
7503 | 0.17 | 0.17 | 0.08 | 0.08 | 0 | 0 | 0.47 | 0.47 | 0 | 0
7504 | 0.21 | 0.21 | 0.1 | 0.1 | 0 | 0 | 1.1 | 1.1 | 0 | 0
7505 | 0.38 | 0.38 | 0.18 | 0.18 | 0 | 0 | 0.79 | 0.79 | 0 | 0
7506 | 0.31 | 0.31 | 0.15 | 0.15 | 1.7692 | 1.7692 | 1.84 | 1.84 | 0 | 0
7507 | 0.26 | 0.26 | 0.13 | 0.13 | 0 | 0 | 2.32 | 2.32 | 0 | 0
7508 | 0.19 | 0.19 | 0.09 | 0.09 | 0 | 0 | 2.57 | 2.57 | 0 | 0
7509 | 0.15 | 0.15 | 0.07 | 0.07 | 0 | 0 | 2.72 | 2.72 | 0 | 0
7510 | 0.14 | 0.14 | 0.07 | 0.07 | 0 | 0 | 2.81 | 2.81 | 0 | 0
7511 | 0.12 | 0.12 | 0.06 | 0.06 | 0 | 0 | 2.84 | 2.84 | 0 | 0
7512 | 0.1 | 0.1 | 0.05 | 0.05 | 0 | 0 | 2.83 | 2.83 | 0 | 0
7513 | 0.08 | 0.08 | 0.04 | 0.04 | 0 | 0 | 2.83 | 2.83 | 0 | 0
7514 | 0.07 | 0.07 | 0.03 | 0.03 | 0 | 0 | 2.85 | 2.85 | 0 | 0
7515 | 0.1 | 0.1 | 0.05 | 0.05 | 0 | 0 | 2.86 | 2.86 | 0 | 0
7516 | 0.08 | 0.08 | 0.04 | 0.04 | 0 | 0 | 1.15 | 1.15 | 0 | 0
7517 | 0.08 | 0.08 | 0.04 | 0.04 | 0 | 0 | 2.2 | 2.2 | 0 | 0
7518 | 0.08 | 0.08 | 0.04 | 0.04 | 0 | 0 | 0.88 | 0.88 | 0 | 0
7519 | 0.16 | 0.16 | 0.08 | 0.08 | 0 | 0 | 2.15 | 2.15 | 0 | 0
7520 | 0.11 | 0.11 | 0.06 | 0.06 | 0 | 0 | 2.66 | 2.66 | 0 | 0
7521 | 0.41 | 0.41 | 0.2 | 0.2 | 0 | 0 | 2.63 | 2.63 | 0 | 0
7522 | 0.2 | 0.2 | 0.1 | 0.1 | 0 | 0 | 2.13 | 2.13 | 0 | 0
7523 | 0.17 | 0.17 | 0.08 | 0.08 | 0 | 0 | 1.44 | 1.44 | 0 | 0
7524 | 0.2 | 0.2 | 0.1 | 0.1 | 0 | 0 | 0.58 | 0.58 | 0 | 0
7525 | 0.94 | 0.94 | 0.46 | 0.46 | 0 | 0 | 0.24 | 0.24 | 0 | 0
7526 | 0.9 | 0.9 | 0.43 | 0.43 | 0 | 0 | 0.1 | 0.1 | 0 | 0
7527 | 0.38 | 0.38 | 0.19 | 0.19 | 0 | 0 | 0.04 | 0.04 | 0 | 0
7528 | 0.72 | 0.72 | 0.35 | 0.35 | 0 | 0 | 0.36 | 0.36 | 0 | 0
7529 | 0.88 | 0.88 | 0.43 | 0.43 | 0 | 0 | 0.15 | 0.15 | 0 | 0
7530 | 0.83 | 0.83 | 0.4 | 0.4 | 0 | 0 | 1.61 | 1.61 | 14.54 | 14.54
7531 | 0.5 | 0.5 | 0.24 | 0.24 | 0 | 0 | 2.21 | 2.21 | 0 | 0
7532 | 0.21 | 0.21 | 0.1 | 0.1 | 0 | 0 | 2.49 | 2.49 | 0 | 0
7533 | 0.23 | 0.23 | 0.11 | 0.11 | 0 | 0 | 1 | 1 | 0 | 0
7534 | 0.17 | 0.17 | 0.08 | 0.08 | 1.0231 | 1.0231 | 2.02 | 2.02 | 0 | 0
7535 | 0.13 | 0.13 | 0.07 | 0.07 | 0 | 0 | 2.43 | 2.43 | 0 | 0
7536 | 0.12 | 0.12 | 0.06 | 0.06 | 0 | 0 | 2.65 | 2.65 | 0 | 0
7537 | 0.09 | 0.09 | 0.04 | 0.04 | 0 | 0 | 1.06 | 1.06 | 0 | 0
7538 | 0.06 | 0.06 | 0.03 | 0.03 | 0 | 0 | 2.06 | 2.06 | 0 | 0
7539 | 0.07 | 0.07 | 0.03 | 0.03 | 0 | 0 | 2.37 | 2.37 | 0 | 0
7540 | 0.06 | 0.06 | 0.03 | 0.03 | 0 | 0 | 0.95 | 0.95 | 0 | 0
7541 | 0.06 | 0.06 | 0.03 | 0.03 | 0 | 0 | 1.89 | 1.89 | 0 | 0
7542 | 0.06 | 0.06 | 0.03 | 0.03 | 0 | 0 | 2.27 | 2.27 | 0 | 0
7543 | 0.43 | 0.43 | 0.21 | 0.21 | 0 | 0 | 2.44 | 2.44 | 0 | 0
7544 | 0.28 | 0.28 | 0.14 | 0.14 | 0 | 0 | 2.42 | 2.42 | 0 | 0
7545 | 0.35 | 0.35 | 0.17 | 0.17 | 0 | 0 | 2.11 | 2.11 | 0 | 0
7546 | 0.62 | 0.62 | 0.3 | 0.3 | 0 | 0 | 1.52 | 1.52 | 0 | 0
7547 | 0.38 | 0.38 | 0.19 | 0.19 | 0 | 0 | 0.81 | 0.81 | 0 | 0
7548 | 0.24 | 0.24 | 0.12 | 0.12 | 0 | 0 | 0.33 | 0.33 | 0 | 0
7549 | 0.21 | 0.21 | 0.1 | 0.1 | 0 | 0 | 0.13 | 0.13 | 0 | 0
7550 | 0.25 | 0.25 | 0.12 | 0.12 | 0 | 0 | 0.06 | 0.06 | 0 | 0
7551 | 0.32 | 0.32 | 0.16 | 0.16 | 0 | 0 | 0.03 | 0.03 | 0 | 0
7552 | 0.44 | 0.44 | 0.21 | 0.21 | 0 | 0 | 0.01 | 0.01 | 0 | 0
7553 | 0.49 | 0.49 | 0.24 | 0.24 | 0 | 0 | 0.01 | 0.01 | 0 | 0
7554 | 0.4 | 0.4 | 0.19 | 0.19 | 0 | 0 | 1.47 | 1.47 | 0 | 0
7555 | 0.25 | 0.25 | 0.12 | 0.12 | 0 | 0 | 2.07 | 2.07 | 0 | 0
7556 | 0.17 | 0.17 | 0.08 | 0.08 | 0 | 0 | 2.4 | 2.4 | 12.57 | 12.57
7557 | 0.15 | 0.15 | 0.07 | 0.07 | 0 | 0 | 2.53 | 2.53 | 0 | 0
7558 | 0.13 | 0.13 | 0.06 | 0.06 | 4.3939 | 4.3939 | 2.57 | 2.57 | 0 | 0
7559 | 0.08 | 0.08 | 0.04 | 0.04 | 0 | 0 | 2.6 | 2.6 | 0 | 0
7560 | 0.08 | 0.08 | 0.04 | 0.04 | 0 | 0 | 1.04 | 1.04 | 0 | 0
7561 | 0.08 | 0.08 | 0.04 | 0.04 | 0 | 0 | 0.42 | 0.42 | 0 | 0
7562 | 0.05 | 0.05 | 0.03 | 0.03 | 0 | 0 | 1.77 | 1.77 | 0 | 0
7563 | 0.06 | 0.06 | 0.03 | 0.03 | 0 | 0 | 2.29 | 2.29 | 0 | 0
7564 | 0.07 | 0.07 | 0.04 | 0.04 | 0 | 0 | 0.92 | 0.92 | 0 | 0
7565 | 0.07 | 0.07 | 0.03 | 0.03 | 0 | 0 | 0.37 | 0.37 | 0 | 0
7566 | 0.05 | 0.05 | 0.03 | 0.03 | 0 | 0 | 1.77 | 1.77 | 0 | 0
7567 | 0.22 | 0.22 | 0.11 | 0.11 | 0 | 0 | 2.32 | 2.32 | 0 | 0
7568 | 0.27 | 0.27 | 0.13 | 0.13 | 0 | 0 | 2.47 | 2.47 | 0 | 0
7569 | 0.17 | 0.17 | 0.08 | 0.08 | 0 | 0 | 2.45 | 2.45 | 0 | 0
7570 | 0.23 | 0.23 | 0.11 | 0.11 | 0 | 0 | 2.34 | 2.34 | 0 | 0
7571 | 0.31 | 0.31 | 0.15 | 0.15 | 0 | 0 | 0.94 | 0.94 | 0 | 0
7572 | 0.15 | 0.15 | 0.07 | 0.07 | 0 | 0 | 0.38 | 0.38 | 0 | 0
7573 | 0.15 | 0.15 | 0.07 | 0.07 | 0 | 0 | 0.15 | 0.15 | 0 | 0
7574 | 0.62 | 0.62 | 0.3 | 0.3 | 0 | 0 | 0.68 | 0.68 | 0 | 0
7575 | 0.55 | 0.55 | 0.27 | 0.27 | 0 | 0 | 0.75 | 0.75 | 0 | 0
7576 | 0.23 | 0.23 | 0.11 | 0.11 | 0 | 0 | 0.3 | 0.3 | 0 | 0
7577 | 0.23 | 0.23 | 0.11 | 0.11 | 0 | 0 | 1.59 | 1.59 | 0 | 0
7578 | 0.25 | 0.25 | 0.12 | 0.12 | 0 | 0 | 2.19 | 2.19 | 0 | 0
7579 | 0.33 | 0.33 | 0.16 | 0.16 | 0 | 0 | 2.42 | 2.42 | 0 | 0
7580 | 0.28 | 0.28 | 0.14 | 0.14 | 0 | 0 | 2.64 | 2.64 | 0 | 0
7581 | 0.26 | 0.26 | 0.12 | 0.12 | 1.5711 | 1.5711 | 2.74 | 2.74 | 0 | 0
7582 | 0.25 | 0.25 | 0.12 | 0.12 | 0 | 0 | 2.8 | 2.8 | 0 | 0
7583 | 0.23 | 0.23 | 0.11 | 0.11 | 0 | 0 | 2.84 | 2.84 | 0 | 0
7584 | 0.62 | 0.62 | 0.3 | 0.3 | 0 | 0 | 1.14 | 1.14 | 0 | 0
7585 | 0.1 | 0.1 | 0.05 | 0.05 | 0 | 0 | 2.19 | 2.19 | 0 | 0
7586 | 0.06 | 0.06 | 0.03 | 0.03 | 0 | 0 | 2.62 | 2.62 | 0 | 0
7587 | 0.06 | 0.06 | 0.03 | 0.03 | 0 | 0 | 1.05 | 1.05 | 0 | 0
7588 | 0.06 | 0.06 | 0.03 | 0.03 | 0 | 0 | 0.42 | 0.42 | 0 | 0
7589 | 0.08 | 0.08 | 0.04 | 0.04 | 0 | 0 | 0.17 | 0.17 | 0 | 0
7590 | 0.06 | 0.06 | 0.03 | 0.03 | 0 | 0 | 1.78 | 1.78 | 0 | 0
7591 | 0.2 | 0.2 | 0.1 | 0.1 | 0 | 0 | 2.43 | 2.43 | 0 | 0
7592 | 0.16 | 0.16 | 0.08 | 0.08 | 0 | 0 | 2.67 | 2.67 | 0 | 0
7593 | 0.11 | 0.11 | 0.05 | 0.05 | 0 | 0 | 2.72 | 2.72 | 0 | 0
7594 | 0.12 | 0.12 | 0.06 | 0.06 | 0 | 0 | 2.65 | 2.65 | 0 | 0
7595 | 0.16 | 0.16 | 0.08 | 0.08 | 0 | 0 | 2.5 | 2.5 | 0 | 0
7596 | 0.26 | 0.26 | 0.13 | 0.13 | 0 | 0 | 2.19 | 2.19 | 0 | 0
7597 | 0.44 | 0.44 | 0.21 | 0.21 | 0 | 0 | 1.98 | 1.98 | 0 | 0
7598 | 0.47 | 0.47 | 0.23 | 0.23 | 0 | 0 | 1.91 | 1.91 | 0 | 0
7599 | 0.35 | 0.35 | 0.17 | 0.17 | 0 | 0 | 1.84 | 1.84 | 10.08 | 10.08
7600 | 0.54 | 0.54 | 0.26 | 0.26 | 0 | 0 | 1.91 | 1.91 | 0 | 0
7601 | 0.39 | 0.39 | 0.19 | 0.19 | 0 | 0 | 2.4 | 2.4 | 0 | 0
7602 | 0.3 | 0.3 | 0.14 | 0.14 | 0 | 0 | 2.62 | 2.62 | 0 | 0
7603 | 0.25 | 0.25 | 0.12 | 0.12 | 0.6624 | 0.6624 | 2.75 | 2.75 | 0 | 0
7604 | 0.2 | 0.2 | 0.1 | 0.1 | 0 | 0 | 1.1 | 1.1 | 0 | 0
7605 | 0.28 | 0.28 | 0.13 | 0.13 | 0 | 0 | 0.44 | 0.44 | 0 | 0
7606 | 0.9 | 0.9 | 0.44 | 0.44 | 0 | 0 | 1.98 | 1.98 | 0 | 0
7607 | 0.18 | 0.18 | 0.09 | 0.09 | 0 | 0 | 2.55 | 2.55 | 0 | 0
7608 | 0.08 | 0.08 | 0.04 | 0.04 | 2.1092 | 2.1092 | 2.83 | 2.83 | 0 | 0
7609 | 0.08 | 0.08 | 0.04 | 0.04 | 0 | 0 | 1.14 | 1.14 | 0 | 0
7610 | 0.06 | 0.06 | 0.03 | 0.03 | 0 | 0 | 2.36 | 2.36 | 0 | 0
7611 | 0.05 | 0.05 | 0.03 | 0.03 | 0 | 0 | 0.95 | 0.95 | 0 | 0
7612 | 0.06 | 0.06 | 0.03 | 0.03 | 0 | 0 | 0.38 | 0.38 | 0 | 0
7613 | 0.05 | 0.05 | 0.02 | 0.02 | 0 | 0 | 2 | 2 | 0 | 0
7614 | 0.05 | 0.05 | 0.03 | 0.03 | 0 | 0 | 2.77 | 2.77 | 0 | 0
7615 | 0.16 | 0.16 | 0.08 | 0.08 | 0 | 0 | 3.09 | 3.09 | 0 | 0
7616 | 0.13 | 0.13 | 0.06 | 0.06 | 0 | 0 | 3.15 | 3.15 | 0 | 0
7617 | 0.3 | 0.3 | 0.15 | 0.15 | 0 | 0 | 2.99 | 2.99 | 0 | 0
7618 | 0.34 | 0.34 | 0.16 | 0.16 | 0 | 0 | 2.59 | 2.59 | 0 | 0
7619 | 0.26 | 0.26 | 0.13 | 0.13 | 0 | 0 | 2.09 | 2.09 | 0 | 0
7620 | 0.18 | 0.18 | 0.09 | 0.09 | 0 | 0 | 1.69 | 1.69 | 0 | 0
7621 | 0.16 | 0.16 | 0.08 | 0.08 | 0 | 0 | 1.41 | 1.41 | 0 | 0
7622 | 0.13 | 0.13 | 0.06 | 0.06 | 0 | 0 | 0.57 | 0.57 | 0 | 0
7623 | 0.22 | 0.22 | 0.1 | 0.1 | 0 | 0 | 2.01 | 2.01 | 0 | 0
7624 | 0.38 | 0.38 | 0.19 | 0.19 | 0 | 0 | 1.8 | 1.8 | 0 | 0
7625 | 0.49 | 0.49 | 0.24 | 0.24 | 0 | 0 | 2.45 | 2.45 | 0 | 0
7626 | 0.41 | 0.41 | 0.2 | 0.2 | 0 | 0 | 2.72 | 2.72 | 0 | 0
7627 | 0.4 | 0.4 | 0.19 | 0.19 | 0 | 0 | 1.09 | 1.09 | 0 | 0
7628 | 0.31 | 0.31 | 0.15 | 0.15 | 0 | 0 | 2.24 | 2.24 | 0 | 0
7629 | 0.39 | 0.39 | 0.19 | 0.19 | 0 | 0 | 2.72 | 2.72 | 0 | 0
7630 | 0.61 | 0.61 | 0.3 | 0.3 | 0 | 0 | 2.94 | 2.94 | 0 | 0
7631 | 0.36 | 0.36 | 0.18 | 0.18 | 0 | 0 | 1.18 | 1.18 | 0 | 0
7632 | 0.1 | 0.1 | 0.05 | 0.05 | 0 | 0 | 2.39 | 2.39 | 0 | 0
7633 | 0.09 | 0.09 | 0.04 | 0.04 | 0 | 0 | 0.96 | 0.96 | 0 | 0
7634 | 0.08 | 0.08 | 0.04 | 0.04 | 0 | 0 | 0.39 | 0.39 | 0 | 0
7635 | 0.08 | 0.08 | 0.04 | 0.04 | 0 | 0 | 2.05 | 2.05 | 0 | 0
7636 | 0.07 | 0.07 | 0.04 | 0.04 | 0 | 0 | 2.69 | 2.69 | 0 | 0
7637 | 0.08 | 0.08 | 0.04 | 0.04 | 0 | 0 | 2.95 | 2.95 | 0 | 0
7638 | 0.08 | 0.08 | 0.04 | 0.04 | 0 | 0 | 3.06 | 3.06 | 0 | 0
7639 | 0.16 | 0.16 | 0.08 | 0.08 | 0 | 0 | 3.11 | 3.11 | 0 | 0
7640 | 0.17 | 0.17 | 0.08 | 0.08 | 0 | 0 | 3.14 | 3.14 | 9.88 | 9.88
7641 | 0.23 | 0.23 | 0.11 | 0.11 | 0 | 0 | 2.9 | 2.9 | 0 | 0
7642 | 0.15 | 0.15 | 0.07 | 0.07 | 0 | 0 | 2.57 | 2.57 | 0 | 0
7643 | 0.29 | 0.29 | 0.14 | 0.14 | 0 | 0 | 1.03 | 1.03 | 0 | 0
7644 | 0.18 | 0.18 | 0.09 | 0.09 | 0 | 0 | 1.63 | 1.63 | 0 | 0
7645 | 0.21 | 0.21 | 0.1 | 0.1 | 0 | 0 | 1.77 | 1.77 | 0 | 0
7646 | 0.13 | 0.13 | 0.06 | 0.06 | 1.7866 | 1.7866 | 1.89 | 1.89 | 0 | 0
7647 | 0.23 | 0.23 | 0.11 | 0.11 | 0 | 0 | 2.05 | 2.05 | 0 | 0
7648 | 0.53 | 0.53 | 0.26 | 0.26 | 0 | 0 | 0.82 | 0.82 | 0 | 0
7649 | 0.41 | 0.41 | 0.2 | 0.2 | 0 | 0 | 2.15 | 2.15 | 0 | 0
7650 | 0.43 | 0.43 | 0.21 | 0.21 | 0 | 0 | 2.67 | 2.67 | 0 | 0
7651 | 0.37 | 0.37 | 0.18 | 0.18 | 0 | 0 | 1.07 | 1.07 | 0 | 0
7652 | 0.22 | 0.22 | 0.11 | 0.11 | 0 | 0 | 2.33 | 2.33 | 0 | 0
7653 | 0.26 | 0.26 | 0.13 | 0.13 | 0.9413 | 0.9413 | 2.82 | 2.82 | 0 | 0
7654 | 0.38 | 0.38 | 0.18 | 0.18 | 0 | 0 | 3.07 | 3.07 | 0 | 0
7655 | 0.2 | 0.2 | 0.1 | 0.1 | 0 | 0 | 3.14 | 3.14 | 0 | 0
7656 | 0.13 | 0.13 | 0.06 | 0.06 | 0 | 0 | 2.97 | 2.97 | 0 | 0
7657 | 0.08 | 0.08 | 0.04 | 0.04 | 0 | 0 | 1.19 | 1.19 | 0 | 0
7658 | 0.06 | 0.06 | 0.03 | 0.03 | 0 | 0 | 0.48 | 0.48 | 12.98 | 12.98
7659 | 0.06 | 0.06 | 0.03 | 0.03 | 0 | 0 | 2.02 | 2.02 | 0 | 0
7660 | 0.06 | 0.06 | 0.03 | 0.03 | 0 | 0 | 2.62 | 2.62 | 0 | 0
7661 | 0.08 | 0.08 | 0.04 | 0.04 | 0 | 0 | 2.87 | 2.87 | 0 | 0
7662 | 0.07 | 0.07 | 0.03 | 0.03 | 0 | 0 | 2.96 | 2.96 | 0 | 0
7663 | 0.17 | 0.17 | 0.08 | 0.08 | 0 | 0 | 3 | 3 | 0 | 0
7664 | 0.17 | 0.17 | 0.08 | 0.08 | 0 | 0 | 3 | 3 | 0 | 0
7665 | 0.07 | 0.07 | 0.03 | 0.03 | 0 | 0 | 2.71 | 2.71 | 0 | 0
7666 | 0.05 | 0.05 | 0.03 | 0.03 | 0 | 0 | 1.09 | 1.09 | 0 | 0
7667 | 0.07 | 0.07 | 0.04 | 0.04 | 0 | 0 | 0.44 | 0.44 | 0 | 0
7668 | 0.07 | 0.07 | 0.03 | 0.03 | 0 | 0 | 0.19 | 0.19 | 0 | 0
7669 | 0.14 | 0.14 | 0.07 | 0.07 | 0 | 0 | 0.08 | 0.08 | 0 | 0
7670 | 0.15 | 0.15 | 0.07 | 0.07 | 0 | 0 | 0.03 | 0.03 | 0 | 0
7671 | 0.17 | 0.17 | 0.08 | 0.08 | 0 | 0 | 0.02 | 0.02 | 0 | 0
7672 | 0.31 | 0.31 | 0.15 | 0.15 | 0 | 0 | 0.01 | 0.01 | 0 | 0
7673 | 0.46 | 0.46 | 0.22 | 0.22 | 0 | 0 | 1.51 | 1.51 | 0 | 0
7674 | 0.38 | 0.38 | 0.18 | 0.18 | 0 | 0 | 2.11 | 2.11 | 0 | 0
7675 | 0.26 | 0.26 | 0.13 | 0.13 | 0 | 0 | 2.38 | 2.38 | 0 | 0
7676 | 0.21 | 0.21 | 0.1 | 0.1 | 0 | 0 | 2.53 | 2.53 | 0 | 0
7677 | 0.17 | 0.17 | 0.08 | 0.08 | 0 | 0 | 2.62 | 2.62 | 0 | 0
7678 | 0.11 | 0.11 | 0.05 | 0.05 | 0 | 0 | 2.68 | 2.68 | 0 | 0
7679 | 0.08 | 0.08 | 0.04 | 0.04 | 0 | 0 | 2.69 | 2.69 | 0 | 0
7680 | 0.06 | 0.06 | 0.03 | 0.03 | 0 | 0 | 2.68 | 2.68 | 0 | 0
7681 | 0.05 | 0.05 | 0.03 | 0.03 | 0 | 0 | 2.68 | 2.68 | 0 | 0
7682 | 0.05 | 0.05 | 0.02 | 0.02 | 0 | 0 | 2.66 | 2.66 | 0 | 0
7683 | 0.06 | 0.06 | 0.03 | 0.03 | 0 | 0 | 1.07 | 1.07 | 0 | 0
7684 | 0.06 | 0.06 | 0.03 | 0.03 | 0 | 0 | 0.43 | 0.43 | 0 | 0
7685 | 0.06 | 0.06 | 0.03 | 0.03 | 0 | 0 | 1.72 | 1.72 | 0 | 0
7686 | 0.06 | 0.06 | 0.03 | 0.03 | 0 | 0 | 0.69 | 0.69 | 0 | 0
7687 | 0.12 | 0.12 | 0.06 | 0.06 | 0 | 0 | 1.8 | 1.8 | 10.24 | 10.24
7688 | 0.11 | 0.11 | 0.05 | 0.05 | 0 | 0 | 2.18 | 2.18 | 0 | 0
7689 | 0.12 | 0.12 | 0.06 | 0.06 | 0 | 0 | 0.88 | 0.88 | 0 | 0
7690 | 0.23 | 0.23 | 0.11 | 0.11 | 0 | 0 | 0.35 | 0.35 | 0 | 0
7691 | 0.11 | 0.11 | 0.06 | 0.06 | 0 | 0 | 0.43 | 0.43 | 0 | 0
7692 | 0.15 | 0.15 | 0.07 | 0.07 | 0 | 0 | 0.17 | 0.17 | 0 | 0
7693 | 0.42 | 0.42 | 0.21 | 0.21 | 0 | 0 | 0.07 | 0.07 | 0 | 0
7694 | 0.99 | 0.99 | 0.48 | 0.48 | 0 | 0 | 0.03 | 0.03 | 0 | 0
7695 | 0.5 | 0.5 | 0.24 | 0.24 | 0 | 0 | 0.02 | 0.02 | 0 | 0
7696 | 0.81 | 0.81 | 0.39 | 0.39 | 0 | 0 | 0.47 | 0.47 | 0 | 0
7697 | 0.99 | 0.99 | 0.48 | 0.48 | 0 | 0 | 1.43 | 1.43 | 0 | 0
7698 | 0.38 | 0.38 | 0.18 | 0.18 | 0 | 0 | 1.82 | 1.82 | 0 | 0
7699 | 0.22 | 0.22 | 0.1 | 0.1 | 0 | 0 | 1.99 | 1.99 | 0 | 0
7700 | 0.19 | 0.19 | 0.09 | 0.09 | 0 | 0 | 2.06 | 2.06 | 0 | 0
7701 | 0.24 | 0.24 | 0.11 | 0.11 | 0 | 0 | 2.1 | 2.1 | 0 | 0
7702 | 0.2 | 0.2 | 0.09 | 0.09 | 0 | 0 | 2.12 | 2.12 | 0 | 0
7703 | 0.11 | 0.11 | 0.06 | 0.06 | 0 | 0 | 2.12 | 2.12 | 0 | 0
7704 | 0.11 | 0.11 | 0.05 | 0.05 | 0 | 0 | 0.85 | 0.85 | 0 | 0
7705 | 0.1 | 0.1 | 0.05 | 0.05 | 0 | 0 | 1.64 | 1.64 | 0 | 0
7706 | 0.1 | 0.1 | 0.05 | 0.05 | 0 | 0 | 1.97 | 1.97 | 0 | 0
7707 | 0.09 | 0.09 | 0.04 | 0.04 | 0 | 0 | 2.09 | 2.09 | 0 | 0
7708 | 0.1 | 0.1 | 0.05 | 0.05 | 0 | 0 | 0.84 | 0.84 | 0 | 0
7709 | 0.1 | 0.1 | 0.05 | 0.05 | 0 | 0 | 0.34 | 0.34 | 0 | 0
7710 | 0.09 | 0.09 | 0.04 | 0.04 | 0 | 0 | 1.52 | 1.52 | 0 | 0
7711 | 0.13 | 0.13 | 0.06 | 0.06 | 0 | 0 | 1.98 | 1.98 | 0 | 0
7712 | 0.12 | 0.12 | 0.06 | 0.06 | 0 | 0 | 2.15 | 2.15 | 0 | 0
7713 | 0.65 | 0.65 | 0.31 | 0.31 | 0 | 0 | 2.17 | 2.17 | 0 | 0
7714 | 0.58 | 0.58 | 0.28 | 0.28 | 0 | 0 | 2.07 | 2.07 | 0 | 0
7715 | 0.29 | 0.29 | 0.14 | 0.14 | 0 | 0 | 0.83 | 0.83 | 0 | 0
7716 | 0.5 | 0.5 | 0.24 | 0.24 | 0 | 0 | 1.22 | 1.22 | 0 | 0
7717 | 0.51 | 0.51 | 0.25 | 0.25 | 0 | 0 | 0.49 | 0.49 | 0 | 0
7718 | 0.35 | 0.35 | 0.17 | 0.17 | 0 | 0 | 1.41 | 1.41 | 0 | 0
7719 | 0.77 | 0.77 | 0.37 | 0.37 | 0 | 0 | 1.44 | 1.44 | 0 | 0
7720 | 0.83 | 0.83 | 0.4 | 0.4 | 0 | 0 | 1.57 | 1.57 | 0 | 0
7721 | 0.44 | 0.44 | 0.21 | 0.21 | 0 | 0 | 1.84 | 1.84 | 0 | 0
7722 | 0.32 | 0.32 | 0.16 | 0.16 | 1.9707 | 1.9707 | 1.96 | 1.96 | 0 | 0
7723 | 0.33 | 0.33 | 0.16 | 0.16 | 0 | 0 | 0.79 | 0.79 | 0 | 0
7724 | 0.22 | 0.22 | 0.11 | 0.11 | 0 | 0 | 0.32 | 0.32 | 0 | 0
7725 | 0.16 | 0.16 | 0.08 | 0.08 | 0 | 0 | 1.57 | 1.57 | 0 | 0
7726 | 0.13 | 0.13 | 0.06 | 0.06 | 0 | 0 | 2.08 | 2.08 | 0 | 0
7727 | 0.12 | 0.12 | 0.06 | 0.06 | 0 | 0 | 2.33 | 2.33 | 0 | 0
7728 | 0.07 | 0.07 | 0.03 | 0.03 | 0 | 0 | 2.47 | 2.47 | 0 | 0
7729 | 0.07 | 0.07 | 0.03 | 0.03 | 0 | 0 | 0.99 | 0.99 | 0 | 0
7730 | 0.05 | 0.05 | 0.03 | 0.03 | 0 | 0 | 0.4 | 0.4 | 0 | 0
7731 | 0.05 | 0.05 | 0.02 | 0.02 | 0 | 0 | 1.78 | 1.78 | 0 | 0
7732 | 0.05 | 0.05 | 0.03 | 0.03 | 0 | 0 | 0.72 | 0.72 | 0 | 0
7733 | 0.05 | 0.05 | 0.03 | 0.03 | 0 | 0 | 1.83 | 1.83 | 0 | 0
7734 | 0.07 | 0.07 | 0.03 | 0.03 | 0 | 0 | 2.24 | 2.24 | 0 | 0
7735 | 0.17 | 0.17 | 0.08 | 0.08 | 0 | 0 | 2.38 | 2.38 | 0 | 0
7736 | 0.11 | 0.11 | 0.05 | 0.05 | 0 | 0 | 2.41 | 2.41 | 10.59 | 10.59
7737 | 0.11 | 0.11 | 0.06 | 0.06 | 0 | 0 | 2.3 | 2.3 | 0 | 0
7738 | 0.11 | 0.11 | 0.05 | 0.05 | 0 | 0 | 0.92 | 0.92 | 0 | 0
7739 | 0.15 | 0.15 | 0.07 | 0.07 | 0 | 0 | 1.07 | 1.07 | 0 | 0
7740 | 0.25 | 0.25 | 0.12 | 0.12 | 0 | 0 | 0.43 | 0.43 | 0 | 0
7741 | 0.16 | 0.16 | 0.08 | 0.08 | 0 | 0 | 0.18 | 0.18 | 0 | 0
7742 | 0.31 | 0.31 | 0.15 | 0.15 | 0 | 0 | 0.07 | 0.07 | 0 | 0
7743 | 0.27 | 0.27 | 0.13 | 0.13 | 0 | 0 | 0.03 | 0.03 | 0 | 0
7744 | 0.39 | 0.39 | 0.19 | 0.19 | 0 | 0 | 0.02 | 0.02 | 0 | 0
7745 | 0.56 | 0.56 | 0.27 | 0.27 | 9.2148 | 9.2148 | 1.09 | 1.09 | 0 | 0
7746 | 0.37 | 0.37 | 0.18 | 0.18 | 0 | 0 | 1.57 | 1.57 | 0 | 0
7747 | 0.33 | 0.33 | 0.16 | 0.16 | 0 | 0 | 1.82 | 1.82 | 0 | 0
7748 | 0.29 | 0.29 | 0.14 | 0.14 | 0 | 0 | 1.99 | 1.99 | 0 | 0
7749 | 0.19 | 0.19 | 0.09 | 0.09 | 0 | 0 | 2.07 | 2.07 | 0 | 0
7750 | 0.16 | 0.16 | 0.08 | 0.08 | 0 | 0 | 2.13 | 2.13 | 0 | 0
7751 | 0.17 | 0.17 | 0.08 | 0.08 | 0 | 0 | 2.23 | 2.23 | 0 | 0
7752 | 0.1 | 0.1 | 0.05 | 0.05 | 0 | 0 | 0.89 | 0.89 | 0 | 0
7753 | 0.09 | 0.09 | 0.04 | 0.04 | 0 | 0 | 1.78 | 1.78 | 0 | 0
7754 | 0.1 | 0.1 | 0.05 | 0.05 | 0 | 0 | 2.13 | 2.13 | 0 | 0
7755 | 0.08 | 0.08 | 0.04 | 0.04 | 0 | 0 | 0.86 | 0.86 | 0 | 0
7756 | 0.08 | 0.08 | 0.04 | 0.04 | 0 | 0 | 0.35 | 0.35 | 0 | 0
7757 | 0.08 | 0.08 | 0.04 | 0.04 | 0 | 0 | 1.57 | 1.57 | 0 | 0
7758 | 0.08 | 0.08 | 0.04 | 0.04 | 0 | 0 | 2.06 | 2.06 | 0 | 0
7759 | 0.14 | 0.14 | 0.07 | 0.07 | 0 | 0 | 2.27 | 2.27 | 0 | 0
7760 | 0.14 | 0.14 | 0.07 | 0.07 | 0 | 0 | 2.36 | 2.36 | 0 | 0
7761 | 0.2 | 0.2 | 0.09 | 0.09 | 0 | 0 | 0.95 | 0.95 | 0 | 0
7762 | 0.18 | 0.18 | 0.09 | 0.09 | 0 | 0 | 0.38 | 0.38 | 0 | 0
7763 | 0.23 | 0.23 | 0.11 | 0.11 | 0 | 0 | 1.61 | 1.61 | 0 | 0
7764 | 0.25 | 0.25 | 0.12 | 0.12 | 0 | 0 | 0.65 | 0.65 | 12.51 | 12.51
7765 | 0.24 | 0.24 | 0.11 | 0.11 | 0 | 0 | 0.26 | 0.26 | 0 | 0
7766 | 0.24 | 0.24 | 0.12 | 0.12 | 0 | 0 | 0.11 | 0.11 | 0 | 0
7767 | 0.12 | 0.12 | 0.06 | 0.06 | 0 | 0 | 0.47 | 0.47 | 0 | 0
7768 | 0.41 | 0.41 | 0.2 | 0.2 | 0 | 0 | 1.04 | 1.04 | 0 | 0
7769 | 0.55 | 0.55 | 0.27 | 0.27 | 0 | 0 | 1.97 | 1.97 | 0 | 0
7770 | 0.36 | 0.36 | 0.18 | 0.18 | 0 | 0 | 2.38 | 2.38 | 0 | 0
7771 | 0.23 | 0.23 | 0.11 | 0.11 | 0 | 0 | 2.59 | 2.59 | 0 | 0
7772 | 0.17 | 0.17 | 0.08 | 0.08 | 0 | 0 | 2.67 | 2.67 | 0 | 0
7773 | 0.16 | 0.16 | 0.08 | 0.08 | 0 | 0 | 2.73 | 2.73 | 0 | 0
7774 | 0.64 | 0.64 | 0.31 | 0.31 | 0 | 0 | 2.77 | 2.77 | 0 | 0
7775 | 0.61 | 0.61 | 0.3 | 0.3 | 0 | 0 | 2.81 | 2.81 | 0 | 0
7776 | 0.12 | 0.12 | 0.06 | 0.06 | 0 | 0 | 1.13 | 1.13 | 0 | 0
7777 | 0.07 | 0.07 | 0.04 | 0.04 | 0 | 0 | 2.26 | 2.26 | 0 | 0
7778 | 0.07 | 0.07 | 0.03 | 0.03 | 0 | 0 | 0.91 | 0.91 | 0 | 0
7779 | 0.05 | 0.05 | 0.03 | 0.03 | 0 | 0 | 2.19 | 2.19 | 0 | 0
7780 | 0.05 | 0.05 | 0.02 | 0.02 | 0 | 0 | 0.88 | 0.88 | 0 | 0
7781 | 0.06 | 0.06 | 0.03 | 0.03 | 0 | 0 | 2.18 | 2.18 | 0 | 0
7782 | 0.06 | 0.06 | 0.03 | 0.03 | 0 | 0 | 0.88 | 0.88 | 0 | 0
7783 | 0.12 | 0.12 | 0.06 | 0.06 | 0 | 0 | 2.16 | 2.16 | 0 | 0
7784 | 0.23 | 0.23 | 0.11 | 0.11 | 0 | 0 | 2.64 | 2.64 | 0 | 0
7785 | 0.25 | 0.25 | 0.12 | 0.12 | 0 | 0 | 2.8 | 2.8 | 0 | 0
7786 | 0.1 | 0.1 | 0.05 | 0.05 | 0 | 0 | 2.77 | 2.77 | 0 | 0
7787 | 0.14 | 0.14 | 0.07 | 0.07 | 0 | 0 | 2.65 | 2.65 | 0 | 0
7788 | 0.07 | 0.07 | 0.03 | 0.03 | 0 | 0 | 2.46 | 2.46 | 0 | 0
7789 | 0.15 | 0.15 | 0.07 | 0.07 | 0 | 0 | 2.28 | 2.28 | 0 | 0
7790 | 0.24 | 0.24 | 0.12 | 0.12 | 0 | 0 | 2.08 | 2.08 | 0 | 0
7791 | 0.16 | 0.16 | 0.08 | 0.08 | 0 | 0 | 1.88 | 1.88 | 0 | 0
7792 | 0.52 | 0.52 | 0.25 | 0.25 | 0 | 0 | 1.68 | 1.68 | 0 | 0
7793 | 0.35 | 0.35 | 0.17 | 0.17 | 0 | 0 | 1.8 | 1.8 | 0 | 0
7794 | 0.3 | 0.3 | 0.15 | 0.15 | 0 | 0 | 1.99 | 1.99 | 0 | 0
7795 | 0.37 | 0.37 | 0.18 | 0.18 | 3.1335 | 3.1335 | 2.26 | 2.26 | 0 | 0
7796 | 0.27 | 0.27 | 0.13 | 0.13 | 0 | 0 | 2.5 | 2.5 | 0 | 0
7797 | 0.25 | 0.25 | 0.12 | 0.12 | 0 | 0 | 1 | 1 | 0 | 0
7798 | 0.68 | 0.68 | 0.33 | 0.33 | 0 | 0 | 2.22 | 2.22 | 0 | 0
7799 | 0.48 | 0.48 | 0.23 | 0.23 | 0 | 0 | 2.67 | 2.67 | 0 | 0
7800 | 0.13 | 0.13 | 0.07 | 0.07 | 0 | 0 | 2.84 | 2.84 | 0 | 0
7801 | 0.08 | 0.08 | 0.04 | 0.04 | 0 | 0 | 1.14 | 1.14 | 0 | 0
7802 | 0.06 | 0.06 | 0.03 | 0.03 | 0 | 0 | 0.46 | 0.46 | 0 | 0
7803 | 0.06 | 0.06 | 0.03 | 0.03 | 0 | 0 | 0.19 | 0.19 | 0 | 0
7804 | 0.05 | 0.05 | 0.03 | 0.03 | 0 | 0 | 0.08 | 0.08 | 0 | 0
7805 | 0.05 | 0.05 | 0.03 | 0.03 | 0 | 0 | 0.03 | 0.03 | 0 | 0
7806 | 0.05 | 0.05 | 0.03 | 0.03 | 0 | 0 | 0.02 | 0.02 | 0 | 0
7807 | 0.11 | 0.11 | 0.05 | 0.05 | 0 | 0 | 1.75 | 1.75 | 10.28 | 10.28
7808 | 0.2 | 0.2 | 0.1 | 0.1 | 0 | 0 | 2.41 | 2.41 | 0 | 0
7809 | 0.28 | 0.28 | 0.13 | 0.13 | 0 | 0 | 2.49 | 2.49 | 0 | 0
7810 | 0.07 | 0.07 | 0.04 | 0.04 | 0 | 0 | 1 | 1 | 0 | 0
7811 | 0.16 | 0.16 | 0.08 | 0.08 | 0 | 0 | 0.77 | 0.77 | 0 | 0
7812 | 0.17 | 0.17 | 0.08 | 0.08 | 0 | 0 | 0.31 | 0.31 | 0 | 0
7813 | 0.05 | 0.05 | 0.02 | 0.02 | 0 | 0 | 1.35 | 1.35 | 0 | 0
7814 | 0.22 | 0.22 | 0.1 | 0.1 | 0 | 0 | 0.54 | 0.54 | 0 | 0
7815 | 0.25 | 0.25 | 0.12 | 0.12 | 0 | 0 | 0.22 | 0.22 | 0 | 0
7816 | 0.26 | 0.26 | 0.12 | 0.12 | 0 | 0 | 0.09 | 0.09 | 0 | 0
7817 | 0.54 | 0.54 | 0.26 | 0.26 | 0 | 0 | 0.04 | 0.04 | 0 | 0
7818 | 0.38 | 0.38 | 0.18 | 0.18 | 0 | 0 | 0.8 | 0.8 | 0 | 0
7819 | 0.29 | 0.29 | 0.14 | 0.14 | 0 | 0 | 1.16 | 1.16 | 0 | 0
7820 | 0.24 | 0.24 | 0.12 | 0.12 | 0 | 0 | 1.46 | 1.46 | 0 | 0
7821 | 0.24 | 0.24 | 0.12 | 0.12 | 0 | 0 | 1.7 | 1.7 | 0 | 0
7822 | 0.16 | 0.16 | 0.08 | 0.08 | 0 | 0 | 1.87 | 1.87 | 0 | 0
7823 | 0.09 | 0.09 | 0.04 | 0.04 | 0 | 0 | 1.9 | 1.9 | 0 | 0
7824 | 0.06 | 0.06 | 0.03 | 0.03 | 0 | 0 | 1.86 | 1.86 | 0 | 0
7825 | 0.05 | 0.05 | 0.02 | 0.02 | 0 | 0 | 0.75 | 0.75 | 0 | 0
7826 | 0.05 | 0.05 | 0.03 | 0.03 | 0 | 0 | 0.3 | 0.3 | 0 | 0
7827 | 0.07 | 0.07 | 0.03 | 0.03 | 0 | 0 | 1.38 | 1.38 | 0 | 0
7828 | 0.06 | 0.06 | 0.03 | 0.03 | 0 | 0 | 1.78 | 1.78 | 0 | 0
7829 | 0.13 | 0.13 | 0.07 | 0.07 | 0 | 0 | 0.71 | 0.71 | 0 | 0
7830 | 0.06 | 0.06 | 0.03 | 0.03 | 0 | 0 | 1.52 | 1.52 | 0 | 0
7831 | 0.05 | 0.05 | 0.03 | 0.03 | 0 | 0 | 1.85 | 1.85 | 0 | 0
7832 | 0.1 | 0.1 | 0.05 | 0.05 | 0 | 0 | 1.98 | 1.98 | 0 | 0
7833 | 0.08 | 0.08 | 0.04 | 0.04 | 0 | 0 | 0.8 | 0.8 | 0 | 0
7834 | 0.06 | 0.06 | 0.03 | 0.03 | 0 | 0 | 1.5 | 1.5 | 0 | 0
7835 | 0.4 | 0.4 | 0.19 | 0.19 | 0 | 0 | 0.6 | 0.6 | 0 | 0
7836 | 0.24 | 0.24 | 0.12 | 0.12 | 0 | 0 | 1.38 | 1.38 | 0 | 0
7837 | 0.28 | 0.28 | 0.14 | 0.14 | 0 | 0 | 0.56 | 0.56 | 0 | 0
7838 | 0.21 | 0.21 | 0.1 | 0.1 | 0 | 0 | 0.23 | 0.23 | 0 | 0
7839 | 0.27 | 0.27 | 0.13 | 0.13 | 0 | 0 | 0.09 | 0.09 | 0 | 0
7840 | 0.46 | 0.46 | 0.22 | 0.22 | 0 | 0 | 0.04 | 0.04 | 0 | 0
7841 | 0.73 | 0.73 | 0.35 | 0.35 | 0 | 0 | 0.02 | 0.02 | 0 | 0
7842 | 0.53 | 0.53 | 0.26 | 0.26 | 0 | 0 | 1.08 | 1.08 | 0 | 0
7843 | 0.29 | 0.29 | 0.14 | 0.14 | 0 | 0 | 1.55 | 1.55 | 0 | 0
7844 | 0.23 | 0.23 | 0.11 | 0.11 | 0 | 0 | 1.9 | 1.9 | 0 | 0
7845 | 0.19 | 0.19 | 0.09 | 0.09 | 0.84 | 0.84 | 0.76 | 0.76 | 0 | 0
7846 | 0.34 | 0.34 | 0.17 | 0.17 | 0 | 0 | 1.79 | 1.79 | 0 | 0
7847 | 0.12 | 0.12 | 0.06 | 0.06 | 0 | 0 | 2.26 | 2.26 | 0 | 0
7848 | 0.05 | 0.05 | 0.02 | 0.02 | 0 | 0 | 0.91 | 0.91 | 0 | 0
7849 | 0.05 | 0.05 | 0.02 | 0.02 | 0 | 0 | 0.37 | 0.37 | 0 | 0
7850 | 0.36 | 0.36 | 0.17 | 0.17 | 0 | 0 | 0.15 | 0.15 | 0 | 0
7851 | 0.12 | 0.12 | 0.06 | 0.06 | 0 | 0 | 1.73 | 1.73 | 0 | 0
7852 | 0.06 | 0.06 | 0.03 | 0.03 | 0 | 0 | 0.7 | 0.7 | 0 | 0
7853 | 0.05 | 0.05 | 0.02 | 0.02 | 0 | 0 | 0.28 | 0.28 | 0 | 0
7854 | 0.05 | 0.05 | 0.02 | 0.02 | 0 | 0 | 0.12 | 0.12 | 10.8 | 10.8
7855 | 0.09 | 0.09 | 0.05 | 0.05 | 0 | 0 | 0.05 | 0.05 | 0 | 0
7856 | 0.11 | 0.11 | 0.05 | 0.05 | 0 | 0 | 1.71 | 1.71 | 0 | 0
7857 | 0.09 | 0.09 | 0.05 | 0.05 | 0 | 0 | 0.69 | 0.69 | 0 | 0
7858 | 0.38 | 0.38 | 0.18 | 0.18 | 0 | 0 | 1.15 | 1.15 | 0 | 0
7859 | 0.26 | 0.26 | 0.12 | 0.12 | 0 | 0 | 0.87 | 0.87 | 0 | 0
7860 | 0.19 | 0.19 | 0.09 | 0.09 | 0 | 0 | 0.43 | 0.43 | 0 | 0
7861 | 0.07 | 0.07 | 0.03 | 0.03 | 0 | 0 | 0.18 | 0.18 | 0 | 0
7862 | 0.22 | 0.22 | 0.11 | 0.11 | 0 | 0 | 0.07 | 0.07 | 0 | 0
7863 | 0.6 | 0.6 | 0.29 | 0.29 | 0 | 0 | 0.03 | 0.03 | 0 | 0
7864 | 0.39 | 0.39 | 0.19 | 0.19 | 0 | 0 | 0.02 | 0.02 | 0 | 0
7865 | 0.38 | 0.38 | 0.19 | 0.19 | 0 | 0 | 0.91 | 0.91 | 0 | 0
7866 | 0.64 | 0.64 | 0.31 | 0.31 | 0 | 0 | 1.31 | 1.31 | 0 | 0
7867 | 0.29 | 0.29 | 0.14 | 0.14 | 0 | 0 | 1.58 | 1.58 | 0 | 0
7868 | 0.2 | 0.2 | 0.1 | 0.1 | 0 | 0 | 1.76 | 1.76 | 0 | 0
7869 | 1.03 | 1.03 | 0.5 | 0.5 | 0 | 0 | 1.91 | 1.91 | 0 | 0
7870 | 0.46 | 0.46 | 0.22 | 0.22 | 5.738 | 5.738 | 2.12 | 2.12 | 0 | 0
7871 | 0.21 | 0.21 | 0.1 | 0.1 | 0 | 0 | 2.24 | 2.24 | 0 | 0
7872 | 0.15 | 0.15 | 0.07 | 0.07 | 0 | 0 | 0.9 | 0.9 | 0 | 0
7873 | 0.07 | 0.07 | 0.04 | 0.04 | 0 | 0 | 1.78 | 1.78 | 0 | 0
7874 | 0.06 | 0.06 | 0.03 | 0.03 | 0 | 0 | 0.72 | 0.72 | 0 | 0
7875 | 0.07 | 0.07 | 0.03 | 0.03 | 0 | 0 | 0.29 | 0.29 | 0 | 0
7876 | 0.06 | 0.06 | 0.03 | 0.03 | 0 | 0 | 0.12 | 0.12 | 0 | 0
7877 | 0.06 | 0.06 | 0.03 | 0.03 | 0 | 0 | 0.05 | 0.05 | 0 | 0
7878 | 0.06 | 0.06 | 0.03 | 0.03 | 0 | 0 | 1.54 | 1.54 | 0 | 0
7879 | 0.07 | 0.07 | 0.04 | 0.04 | 0 | 0 | 2.11 | 2.11 | 0 | 0
7880 | 0.41 | 0.41 | 0.2 | 0.2 | 0 | 0 | 0.85 | 0.85 | 0 | 0
7881 | 1.14 | 1.14 | 0.55 | 0.55 | 0 | 0 | 1.62 | 1.62 | 0 | 0
7882 | 0.89 | 0.89 | 0.43 | 0.43 | 0 | 0 | 0.65 | 0.65 | 0 | 0
7883 | 0.3 | 0.3 | 0.15 | 0.15 | 0 | 0 | 0.58 | 0.58 | 17.8 | 17.8
7884 | 0.17 | 0.17 | 0.08 | 0.08 | 0 | 0 | 0.24 | 0.24 | 0 | 0
7885 | 0.61 | 0.61 | 0.3 | 0.3 | 0 | 0 | 0.1 | 0.1 | 0 | 0
7886 | 0.49 | 0.49 | 0.24 | 0.24 | 0 | 0 | 0.04 | 0.04 | 0 | 0
7887 | 0.36 | 0.36 | 0.17 | 0.17 | 0 | 0 | 0.02 | 0.02 | 0 | 0
7888 | 0.44 | 0.44 | 0.21 | 0.21 | 0 | 0 | 0.01 | 0.01 | 0 | 0
7889 | 0.56 | 0.56 | 0.27 | 0.27 | 0 | 0 | 0.01 | 0.01 | 0 | 0
7890 | 0.4 | 0.4 | 0.19 | 0.19 | 0 | 0 | 1.43 | 1.43 | 0 | 0
7891 | 0.27 | 0.27 | 0.13 | 0.13 | 0 | 0 | 1.98 | 1.98 | 0 | 0
7892 | 0.22 | 0.22 | 0.1 | 0.1 | 0 | 0 | 2.19 | 2.19 | 0 | 0
7893 | 0.1 | 0.1 | 0.05 | 0.05 | 0 | 0 | 2.28 | 2.28 | 0 | 0
7894 | 0.13 | 0.13 | 0.06 | 0.06 | 0 | 0 | 2.33 | 2.33 | 0 | 0
7895 | 0.08 | 0.08 | 0.04 | 0.04 | 0 | 0 | 2.35 | 2.35 | 0 | 0
7896 | 0.07 | 0.07 | 0.03 | 0.03 | 0 | 0 | 0.94 | 0.94 | 0 | 0
7897 | 0.06 | 0.06 | 0.03 | 0.03 | 0 | 0 | 1.84 | 1.84 | 0 | 0
7898 | 0.06 | 0.06 | 0.03 | 0.03 | 0 | 0 | 0.74 | 0.74 | 0 | 0
7899 | 0.08 | 0.08 | 0.04 | 0.04 | 0 | 0 | 1.77 | 1.77 | 0 | 0
7900 | 0.06 | 0.06 | 0.03 | 0.03 | 0 | 0 | 2.18 | 2.18 | 0 | 0
7901 | 0.06 | 0.06 | 0.03 | 0.03 | 0 | 0 | 0.87 | 0.87 | 0 | 0
7902 | 0.08 | 0.08 | 0.04 | 0.04 | 0 | 0 | 0.35 | 0.35 | 0 | 0
7903 | 0.12 | 0.12 | 0.06 | 0.06 | 0 | 0 | 1.63 | 1.63 | 0 | 0
7904 | 0.11 | 0.11 | 0.06 | 0.06 | 0 | 0 | 2.13 | 2.13 | 0 | 0
7905 | 0.12 | 0.12 | 0.06 | 0.06 | 0 | 0 | 2.16 | 2.16 | 0 | 0
7906 | 0.09 | 0.09 | 0.04 | 0.04 | 0 | 0 | 0.87 | 0.87 | 0 | 0
7907 | 0.04 | 0.04 | 0.02 | 0.02 | 0 | 0 | 0.97 | 0.97 | 0 | 0
7908 | 0.09 | 0.09 | 0.05 | 0.05 | 0 | 0 | 0.39 | 0.39 | 0 | 0
7909 | 0.08 | 0.08 | 0.04 | 0.04 | 0 | 0 | 0.36 | 0.36 | 0 | 0
7910 | 0.06 | 0.06 | 0.03 | 0.03 | 0 | 0 | 0.15 | 0.15 | 0 | 0
7911 | 0.19 | 0.19 | 0.09 | 0.09 | 0 | 0 | 0.06 | 0.06 | 0 | 0
7912 | 0.22 | 0.22 | 0.11 | 0.11 | 0 | 0 | 0.59 | 0.59 | 0 | 0
7913 | 0.33 | 0.33 | 0.16 | 0.16 | 0 | 0 | 1.62 | 1.62 | 0 | 0
7914 | 0.32 | 0.32 | 0.16 | 0.16 | 0 | 0 | 2.01 | 2.01 | 0 | 0
7915 | 0.32 | 0.32 | 0.16 | 0.16 | 0 | 0 | 0.81 | 0.81 | 0 | 0
7916 | 0.26 | 0.26 | 0.12 | 0.12 | 1.1036 | 1.1036 | 1.68 | 1.68 | 0 | 0
7917 | 0.23 | 0.23 | 0.11 | 0.11 | 0 | 0 | 2.02 | 2.02 | 0 | 0
7918 | 0.17 | 0.17 | 0.08 | 0.08 | 0 | 0 | 2.14 | 2.14 | 0 | 0
7919 | 0.3 | 0.3 | 0.15 | 0.15 | 0 | 0 | 2.2 | 2.2 | 0 | 0
7920 | 0.46 | 0.46 | 0.22 | 0.22 | 0 | 0 | 0.88 | 0.88 | 0 | 0
7921 | 0.07 | 0.07 | 0.03 | 0.03 | 0 | 0 | 0.36 | 0.36 | 0 | 0
7922 | 0.06 | 0.06 | 0.03 | 0.03 | 0 | 0 | 0.15 | 0.15 | 0 | 0
7923 | 0.07 | 0.07 | 0.03 | 0.03 | 0 | 0 | 0.06 | 0.06 | 0 | 0
7924 | 0.06 | 0.06 | 0.03 | 0.03 | 0 | 0 | 1.2 | 1.2 | 0 | 0
7925 | 0.17 | 0.17 | 0.08 | 0.08 | 0 | 0 | 1.81 | 1.81 | 0 | 0
7926 | 0.19 | 0.19 | 0.09 | 0.09 | 0 | 0 | 2.06 | 2.06 | 0 | 0
7927 | 0.06 | 0.06 | 0.03 | 0.03 | 0 | 0 | 2.17 | 2.17 | 12.1 | 12.1
7928 | 0.07 | 0.07 | 0.03 | 0.03 | 0 | 0 | 2.23 | 2.23 | 0 | 0
7929 | 0.09 | 0.09 | 0.05 | 0.05 | 0 | 0 | 0.9 | 0.9 | 0 | 0
7930 | 0.12 | 0.12 | 0.06 | 0.06 | 0 | 0 | 1.74 | 1.74 | 0 | 0
7931 | 0.2 | 0.2 | 0.1 | 0.1 | 0 | 0 | 1.56 | 1.56 | 0 | 0
7932 | 0.16 | 0.16 | 0.08 | 0.08 | 0 | 0 | 0.63 | 0.63 | 0 | 0
7933 | 0.2 | 0.2 | 0.1 | 0.1 | 0 | 0 | 1.62 | 1.62 | 0 | 0
7934 | 0.21 | 0.21 | 0.1 | 0.1 | 0 | 0 | 0.65 | 0.65 | 0 | 0
7935 | 0.41 | 0.41 | 0.2 | 0.2 | 0 | 0 | 1.63 | 1.63 | 0 | 0
7936 | 0.66 | 0.66 | 0.32 | 0.32 | 0 | 0 | 1.33 | 1.33 | 0 | 0
7937 | 0.69 | 0.69 | 0.34 | 0.34 | 1.8758 | 1.8758 | 1.88 | 1.88 | 0 | 0
7938 | 0.35 | 0.35 | 0.17 | 0.17 | 0 | 0 | 2.1 | 2.1 | 0 | 0
7939 | 0.36 | 0.36 | 0.17 | 0.17 | 0 | 0 | 2.21 | 2.21 | 0 | 0
7940 | 0.22 | 0.22 | 0.11 | 0.11 | 0 | 0 | 2.26 | 2.26 | 0 | 0
7941 | 0.2 | 0.2 | 0.1 | 0.1 | 0 | 0 | 2.3 | 2.3 | 0 | 0
7942 | 0.14 | 0.14 | 0.07 | 0.07 | 0 | 0 | 2.31 | 2.31 | 0 | 0
7943 | 0.13 | 0.13 | 0.06 | 0.06 | 0 | 0 | 2.31 | 2.31 | 0 | 0
7944 | 0.07 | 0.07 | 0.03 | 0.03 | 0 | 0 | 2.32 | 2.32 | 0 | 0
7945 | 0.05 | 0.05 | 0.03 | 0.03 | 0 | 0 | 0.93 | 0.93 | 0 | 0
7946 | 0.05 | 0.05 | 0.02 | 0.02 | 0 | 0 | 1.83 | 1.83 | 0 | 0
7947 | 0.04 | 0.04 | 0.02 | 0.02 | 0 | 0 | 2.18 | 2.18 | 0 | 0
7948 | 0.05 | 0.05 | 0.02 | 0.02 | 0 | 0 | 2.32 | 2.32 | 0 | 0
7949 | 0.04 | 0.04 | 0.02 | 0.02 | 0 | 0 | 0.93 | 0.93 | 0 | 0
7950 | 0.13 | 0.13 | 0.06 | 0.06 | 0 | 0 | 0.38 | 0.38 | 0 | 0
7951 | 0.21 | 0.21 | 0.1 | 0.1 | 0 | 0 | 1.61 | 1.61 | 0 | 0
7952 | 0.09 | 0.09 | 0.05 | 0.05 | 0 | 0 | 2.09 | 2.09 | 0 | 0
7953 | 0.17 | 0.17 | 0.08 | 0.08 | 0 | 0 | 2.22 | 2.22 | 0 | 0
7954 | 0.26 | 0.26 | 0.13 | 0.13 | 0 | 0 | 2.03 | 2.03 | 19.01 | 19.01
7955 | 0.63 | 0.63 | 0.31 | 0.31 | 0 | 0 | 1.68 | 1.68 | 0 | 0
7956 | 0.28 | 0.28 | 0.14 | 0.14 | 0 | 0 | 1.29 | 1.29 | 0 | 0
7957 | 0.28 | 0.28 | 0.13 | 0.13 | 0 | 0 | 1.08 | 1.08 | 0 | 0
7958 | 0.32 | 0.32 | 0.15 | 0.15 | 0 | 0 | 1.06 | 1.06 | 0 | 0
7959 | 0.38 | 0.38 | 0.18 | 0.18 | 0 | 0 | 1.32 | 1.32 | 0 | 0
7960 | 0.26 | 0.26 | 0.13 | 0.13 | 0 | 0 | 1.73 | 1.73 | 0 | 0
7961 | 0.37 | 0.37 | 0.18 | 0.18 | 0 | 0 | 2.18 | 2.18 | 0 | 0
7962 | 0.24 | 0.24 | 0.12 | 0.12 | 0 | 0 | 2.37 | 2.37 | 0 | 0
7963 | 0.26 | 0.26 | 0.13 | 0.13 | 0 | 0 | 2.45 | 2.45 | 0 | 0
7964 | 0.22 | 0.22 | 0.11 | 0.11 | 0 | 0 | 2.49 | 2.49 | 0 | 0
7965 | 0.16 | 0.16 | 0.08 | 0.08 | 0 | 0 | 1 | 1 | 0 | 0
7966 | 0.41 | 0.41 | 0.2 | 0.2 | 0 | 0 | 2.02 | 2.02 | 0 | 0
7967 | 0.47 | 0.47 | 0.23 | 0.23 | 0 | 0 | 2.43 | 2.43 | 0 | 0
7968 | 0.21 | 0.21 | 0.1 | 0.1 | 0 | 0 | 0.97 | 0.97 | 0 | 0
7969 | 0.17 | 0.17 | 0.08 | 0.08 | 0 | 0 | 2.1 | 2.1 | 0 | 0
7970 | 0.08 | 0.08 | 0.04 | 0.04 | 0 | 0 | 0.84 | 0.84 | 0 | 0
7971 | 0.1 | 0.1 | 0.05 | 0.05 | 0 | 0 | 0.34 | 0.34 | 0 | 0
7972 | 0.09 | 0.09 | 0.04 | 0.04 | 0 | 0 | 0.14 | 0.14 | 0 | 0
7973 | 0.07 | 0.07 | 0.03 | 0.03 | 0 | 0 | 0.06 | 0.06 | 0 | 0
7974 | 0.14 | 0.14 | 0.07 | 0.07 | 0 | 0 | 0.03 | 0.03 | 0 | 0
7975 | 0.13 | 0.13 | 0.07 | 0.07 | 0 | 0 | 1.83 | 1.83 | 0 | 0
7976 | 0.17 | 0.17 | 0.08 | 0.08 | 0 | 0 | 2.55 | 2.55 | 0 | 0
7977 | 0.08 | 0.08 | 0.04 | 0.04 | 0 | 0 | 2.82 | 2.82 | 0 | 0
7978 | 0.08 | 0.08 | 0.04 | 0.04 | 0 | 0 | 2.84 | 2.84 | 0 | 0
7979 | 0.1 | 0.1 | 0.05 | 0.05 | 0 | 0 | 2.71 | 2.71 | 0 | 0
7980 | 0.2 | 0.2 | 0.09 | 0.09 | 0 | 0 | 2.33 | 2.33 | 0 | 0
7981 | 0.46 | 0.46 | 0.22 | 0.22 | 0 | 0 | 0.93 | 0.93 | 0 | 0
7982 | 0.15 | 0.15 | 0.07 | 0.07 | 0 | 0 | 0.38 | 0.38 | 0 | 0
7983 | 0.11 | 0.11 | 0.06 | 0.06 | 0 | 0 | 0.15 | 0.15 | 0 | 0
7984 | 0.32 | 0.32 | 0.15 | 0.15 | 0 | 0 | 0.06 | 0.06 | 0 | 0
7985 | 0.57 | 0.57 | 0.28 | 0.28 | 0 | 0 | 1.73 | 1.73 | 0 | 0
7986 | 0.4 | 0.4 | 0.19 | 0.19 | 0 | 0 | 2.4 | 2.4 | 0 | 0
7987 | 0.38 | 0.38 | 0.18 | 0.18 | 0 | 0 | 2.71 | 2.71 | 0 | 0
7988 | 0.28 | 0.28 | 0.13 | 0.13 | 0 | 0 | 2.9 | 2.9 | 0 | 0
7989 | 0.23 | 0.23 | 0.11 | 0.11 | 0 | 0 | 3.01 | 3.01 | 0 | 0
7990 | 0.22 | 0.22 | 0.11 | 0.11 | 0 | 0 | 3.1 | 3.1 | 0 | 0
7991 | 0.17 | 0.17 | 0.08 | 0.08 | 0 | 0 | 3.17 | 3.17 | 0 | 0
7992 | 0.08 | 0.08 | 0.04 | 0.04 | 0 | 0 | 3.22 | 3.22 | 0 | 0
7993 | 0.07 | 0.07 | 0.03 | 0.03 | 0 | 0 | 3.27 | 3.27 | 0 | 0
7994 | 0.07 | 0.07 | 0.03 | 0.03 | 0 | 0 | 3.32 | 3.32 | 0 | 0
7995 | 0.37 | 0.37 | 0.18 | 0.18 | 0 | 0 | 3.4 | 3.4 | 0 | 0
7996 | 0.47 | 0.47 | 0.23 | 0.23 | 0 | 0 | 1.36 | 1.36 | 0 | 0
7997 | 0.17 | 0.17 | 0.08 | 0.08 | 0 | 0 | 2.69 | 2.69 | 0 | 0
7998 | 0.14 | 0.14 | 0.07 | 0.07 | 0 | 0 | 3.23 | 3.23 | 0 | 0
7999 | 0.14 | 0.14 | 0.07 | 0.07 | 0 | 0 | 3.39 | 3.39 | 0 | 0
8000 | 0.15 | 0.15 | 0.07 | 0.07 | 0 | 0 | 3.5 | 3.5 | 0 | 0
8001 | 0.09 | 0.09 | 0.04 | 0.04 | 0 | 0 | 3.37 | 3.37 | 0 | 0
8002 | 0.08 | 0.08 | 0.04 | 0.04 | 0 | 0 | 2.85 | 2.85 | 0 | 0
8003 | 0.15 | 0.15 | 0.07 | 0.07 | 0 | 0 | 2.14 | 2.14 | 0 | 0
8004 | 0.14 | 0.14 | 0.07 | 0.07 | 0 | 0 | 1.35 | 1.35 | 0 | 0
8005 | 0.13 | 0.13 | 0.06 | 0.06 | 0 | 0 | 0.92 | 0.92 | 0 | 0
8006 | 0.21 | 0.21 | 0.1 | 0.1 | 0 | 0 | 0.37 | 0.37 | 0 | 0
8007 | 0.46 | 0.46 | 0.22 | 0.22 | 0 | 0 | 2.09 | 2.09 | 0 | 0
8008 | 0.39 | 0.39 | 0.19 | 0.19 | 0 | 0 | 1.56 | 1.56 | 0 | 0
8009 | 0.41 | 0.41 | 0.2 | 0.2 | 0 | 0 | 2.49 | 2.49 | 0 | 0
8010 | 0.31 | 0.31 | 0.15 | 0.15 | 0 | 0 | 1 | 1 | 0 | 0
8011 | 0.25 | 0.25 | 0.12 | 0.12 | 0 | 0 | 2.33 | 2.33 | 10.03 | 10.03
8012 | 0.22 | 0.22 | 0.11 | 0.11 | 0 | 0 | 2.9 | 2.9 | 0 | 0
8013 | 0.21 | 0.21 | 0.1 | 0.1 | 0 | 0 | 3.13 | 3.13 | 0 | 0
8014 | 0.64 | 0.64 | 0.31 | 0.31 | 0 | 0 | 3.3 | 3.3 | 0 | 0
8015 | 0.32 | 0.32 | 0.16 | 0.16 | 0 | 0 | 3.46 | 3.46 | 0 | 0
8016 | 0.07 | 0.07 | 0.03 | 0.03 | 0 | 0 | 1.39 | 1.39 | 0 | 0
8017 | 0.08 | 0.08 | 0.04 | 0.04 | 0 | 0 | 2.81 | 2.81 | 0 | 0
8018 | 0.07 | 0.07 | 0.03 | 0.03 | 0 | 0 | 3.4 | 3.4 | 0 | 0
8019 | 0.07 | 0.07 | 0.03 | 0.03 | 0 | 0 | 3.69 | 3.69 | 9.78 | 9.78
8020 | 0.06 | 0.06 | 0.03 | 0.03 | 0 | 0 | 1.48 | 1.48 | 0 | 0
8021 | 0.07 | 0.07 | 0.03 | 0.03 | 0 | 0 | 0.59 | 0.59 | 0 | 0
8022 | 0.07 | 0.07 | 0.03 | 0.03 | 0 | 0 | 0.24 | 0.24 | 0 | 0
8023 | 0.21 | 0.21 | 0.1 | 0.1 | 0 | 0 | 0.1 | 0.1 | 0 | 0
8024 | 0.13 | 0.13 | 0.06 | 0.06 | 0 | 0 | 2.32 | 2.32 | 0 | 0
8025 | 0.16 | 0.16 | 0.08 | 0.08 | 0 | 0 | 2.9 | 2.9 | 0 | 0
8026 | 0.09 | 0.09 | 0.04 | 0.04 | 0 | 0 | 2.58 | 2.58 | 0 | 0
8027 | 0.2 | 0.2 | 0.1 | 0.1 | 0 | 0 | 1.03 | 1.03 | 0 | 0
8028 | 0.11 | 0.11 | 0.05 | 0.05 | 0 | 0 | 0.42 | 0.42 | 0 | 0
8029 | 0.32 | 0.32 | 0.15 | 0.15 | 0 | 0 | 0.19 | 0.19 | 0 | 0
8030 | 0.27 | 0.27 | 0.13 | 0.13 | 0 | 0 | 0.08 | 0.08 | 0 | 0
8031 | 0.27 | 0.27 | 0.13 | 0.13 | 0 | 0 | 0.04 | 0.04 | 0 | 0
8032 | 0.33 | 0.33 | 0.16 | 0.16 | 9.9 | 9.9 | 0.02 | 0.02 | 0 | 0
8033 | 0.46 | 0.46 | 0.22 | 0.22 | 0.4331 | 0.4331 | 1.46 | 1.46 | 0 | 0
8034 | 0.46 | 0.46 | 0.22 | 0.22 | 0 | 0 | 2.07 | 2.07 | 0 | 0
8035 | 0.24 | 0.24 | 0.12 | 0.12 | 0 | 0 | 0.83 | 0.83 | 0 | 0
8036 | 0.41 | 0.41 | 0.2 | 0.2 | 0 | 0 | 1.98 | 1.98 | 0 | 0
8037 | 1.09 | 1.09 | 0.53 | 0.53 | 0 | 0 | 2.44 | 2.44 | 0 | 0
8038 | 0.39 | 0.39 | 0.19 | 0.19 | 0 | 0 | 2.64 | 2.64 | 0 | 0
8039 | 0.12 | 0.12 | 0.06 | 0.06 | 0 | 0 | 2.66 | 2.66 | 0 | 0
8040 | 0.09 | 0.09 | 0.04 | 0.04 | 0 | 0 | 2.63 | 2.63 | 0 | 0
8041 | 0.07 | 0.07 | 0.04 | 0.04 | 0 | 0 | 2.58 | 2.58 | 0 | 0
8042 | 0.07 | 0.07 | 0.04 | 0.04 | 0 | 0 | 2.57 | 2.57 | 0 | 0
8043 | 0.07 | 0.07 | 0.04 | 0.04 | 0 | 0 | 2.6 | 2.6 | 0 | 0
8044 | 0.06 | 0.06 | 0.03 | 0.03 | 0 | 0 | 2.62 | 2.62 | 0 | 0
8045 | 0.06 | 0.06 | 0.03 | 0.03 | 0 | 0 | 2.64 | 2.64 | 0 | 0
8046 | 0.07 | 0.07 | 0.03 | 0.03 | 0 | 0 | 2.68 | 2.68 | 0 | 0
8047 | 0.07 | 0.07 | 0.04 | 0.04 | 0 | 0 | 2.72 | 2.72 | 0 | 0
8048 | 0.41 | 0.41 | 0.2 | 0.2 | 0 | 0 | 2.74 | 2.74 | 0 | 0
8049 | 0.84 | 0.84 | 0.41 | 0.41 | 0 | 0 | 2.49 | 2.49 | 0 | 0
8050 | 0.68 | 0.68 | 0.33 | 0.33 | 0 | 0 | 1.88 | 1.88 | 0 | 0
8051 | 0.41 | 0.41 | 0.2 | 0.2 | 0 | 0 | 1.22 | 1.22 | 0 | 0
8052 | 0.12 | 0.12 | 0.06 | 0.06 | 0 | 0 | 0.49 | 0.49 | 0 | 0
8053 | 0.16 | 0.16 | 0.08 | 0.08 | 0 | 0 | 0.2 | 0.2 | 0 | 0
8054 | 0.23 | 0.23 | 0.11 | 0.11 | 0 | 0 | 0.08 | 0.08 | 0 | 0
8055 | 0.28 | 0.28 | 0.14 | 0.14 | 0 | 0 | 0.04 | 0.04 | 0 | 0
8056 | 0.34 | 0.34 | 0.17 | 0.17 | 0 | 0 | 0.02 | 0.02 | 0 | 0
8057 | 0.43 | 0.43 | 0.21 | 0.21 | 0 | 0 | 1.45 | 1.45 | 0 | 0
8058 | 0.43 | 0.43 | 0.21 | 0.21 | 0 | 0 | 2.05 | 2.05 | 0 | 0
8059 | 0.37 | 0.37 | 0.18 | 0.18 | 0 | 0 | 2.33 | 2.33 | 0 | 0
8060 | 0.65 | 0.65 | 0.32 | 0.32 | 0 | 0 | 2.58 | 2.58 | 0 | 0
8061 | 0.26 | 0.26 | 0.13 | 0.13 | 0 | 0 | 2.77 | 2.77 | 0 | 0
8062 | 0.19 | 0.19 | 0.09 | 0.09 | 1.8367 | 1.8367 | 2.93 | 2.93 | 0 | 0
8063 | 0.14 | 0.14 | 0.07 | 0.07 | 0 | 0 | 2.97 | 2.97 | 0 | 0
8064 | 0.1 | 0.1 | 0.05 | 0.05 | 0 | 0 | 1.19 | 1.19 | 0 | 0
8065 | 0.09 | 0.09 | 0.04 | 0.04 | 0 | 0 | 0.48 | 0.48 | 0 | 0
8066 | 0.06 | 0.06 | 0.03 | 0.03 | 0 | 0 | 2.09 | 2.09 | 0 | 0
8067 | 0.06 | 0.06 | 0.03 | 0.03 | 0 | 0 | 0.84 | 0.84 | 0 | 0
8068 | 0.06 | 0.06 | 0.03 | 0.03 | 0 | 0 | 0.34 | 0.34 | 0 | 0
8069 | 0.06 | 0.06 | 0.03 | 0.03 | 0 | 0 | 1.97 | 1.97 | 0 | 0
8070 | 0.12 | 0.12 | 0.06 | 0.06 | 0 | 0 | 0.79 | 0.79 | 0 | 0
8071 | 0.18 | 0.18 | 0.09 | 0.09 | 0 | 0 | 2.13 | 2.13 | 0 | 0
8072 | 0.12 | 0.12 | 0.06 | 0.06 | 0 | 0 | 2.6 | 2.6 | 0 | 0
8073 | 0.08 | 0.08 | 0.04 | 0.04 | 0 | 0 | 2.57 | 2.57 | 11.98 | 11.98
8074 | 0.29 | 0.29 | 0.14 | 0.14 | 0 | 0 | 2.19 | 2.19 | 0 | 0
8075 | 0.36 | 0.36 | 0.17 | 0.17 | 0 | 0 | 1.73 | 1.73 | 0 | 0
8076 | 0.21 | 0.21 | 0.1 | 0.1 | 0 | 0 | 0.69 | 0.69 | 0 | 0
8077 | 0.15 | 0.15 | 0.07 | 0.07 | 0 | 0 | 0.67 | 0.67 | 0 | 0
8078 | 0.17 | 0.17 | 0.08 | 0.08 | 0 | 0 | 0.59 | 0.59 | 0 | 0
8079 | 0.35 | 0.35 | 0.17 | 0.17 | 0 | 0 | 0.43 | 0.43 | 0 | 0
8080 | 0.62 | 0.62 | 0.3 | 0.3 | 0 | 0 | 0.18 | 0.18 | 0 | 0
8081 | 0.46 | 0.46 | 0.22 | 0.22 | 0 | 0 | 1.55 | 1.55 | 0 | 0
8082 | 0.34 | 0.34 | 0.16 | 0.16 | 0 | 0 | 2.13 | 2.13 | 0 | 0
8083 | 0.32 | 0.32 | 0.15 | 0.15 | 1.2005 | 1.2005 | 2.4 | 2.4 | 0 | 0
8084 | 0.27 | 0.27 | 0.13 | 0.13 | 0 | 0 | 2.52 | 2.52 | 0 | 0
8085 | 0.49 | 0.49 | 0.24 | 0.24 | 0 | 0 | 2.59 | 2.59 | 0 | 0
8086 | 0.9 | 0.9 | 0.44 | 0.44 | 0 | 0 | 2.65 | 2.65 | 0 | 0
8087 | 0.22 | 0.22 | 0.11 | 0.11 | 0 | 0 | 2.69 | 2.69 | 0 | 0
8088 | 0.13 | 0.13 | 0.06 | 0.06 | 0 | 0 | 2.74 | 2.74 | 0 | 0
8089 | 0.09 | 0.09 | 0.04 | 0.04 | 0 | 0 | 2.79 | 2.79 | 0 | 0
8090 | 0.06 | 0.06 | 0.03 | 0.03 | 0 | 0 | 1.12 | 1.12 | 0 | 0
8091 | 0.06 | 0.06 | 0.03 | 0.03 | 0 | 0 | 2.18 | 2.18 | 0 | 0
8092 | 0.08 | 0.08 | 0.04 | 0.04 | 0 | 0 | 0.88 | 0.88 | 0 | 0
8093 | 0.07 | 0.07 | 0.03 | 0.03 | 0 | 0 | 2.12 | 2.12 | 0 | 0
8094 | 0.11 | 0.11 | 0.05 | 0.05 | 0 | 0 | 0.85 | 0.85 | 0 | 0
8095 | 0.2 | 0.2 | 0.1 | 0.1 | 0 | 0 | 2.2 | 2.2 | 0 | 0
8096 | 0.2 | 0.2 | 0.1 | 0.1 | 0 | 0 | 2.76 | 2.76 | 0 | 0
8097 | 0.14 | 0.14 | 0.07 | 0.07 | 0 | 0 | 2.82 | 2.82 | 0 | 0
8098 | 0.2 | 0.2 | 0.1 | 0.1 | 0 | 0 | 2.49 | 2.49 | 0 | 0
8099 | 0.16 | 0.16 | 0.08 | 0.08 | 0 | 0 | 2.16 | 2.16 | 0 | 0
8100 | 0.14 | 0.14 | 0.07 | 0.07 | 0 | 0 | 1.9 | 1.9 | 0 | 0
8101 | 0.15 | 0.15 | 0.07 | 0.07 | 0 | 0 | 1.77 | 1.77 | 0 | 0
8102 | 0.15 | 0.15 | 0.07 | 0.07 | 0 | 0 | 1.84 | 1.84 | 0 | 0
8103 | 0.17 | 0.17 | 0.08 | 0.08 | 0 | 0 | 2.07 | 2.07 | 0 | 0
8104 | 0.38 | 0.38 | 0.18 | 0.18 | 0 | 0 | 2.35 | 2.35 | 0 | 0
8105 | 0.37 | 0.37 | 0.18 | 0.18 | 0 | 0 | 2.85 | 2.85 | 0 | 0
8106 | 0.3 | 0.3 | 0.15 | 0.15 | 0 | 0 | 3.1 | 3.1 | 0 | 0
8107 | 0.3 | 0.3 | 0.15 | 0.15 | 0 | 0 | 3.21 | 3.21 | 0 | 0
8108 | 0.25 | 0.25 | 0.12 | 0.12 | 0 | 0 | 3.27 | 3.27 | 0 | 0
8109 | 0.48 | 0.48 | 0.23 | 0.23 | 0 | 0 | 3.35 | 3.35 | 0 | 0
8110 | 0.65 | 0.65 | 0.32 | 0.32 | 0 | 0 | 3.41 | 3.41 | 0 | 0
8111 | 0.35 | 0.35 | 0.17 | 0.17 | 0 | 0 | 3.41 | 3.41 | 0 | 0
8112 | 0.07 | 0.07 | 0.03 | 0.03 | 4.2999 | 4.2999 | 1.37 | 1.37 | 0 | 0
8113 | 0.06 | 0.06 | 0.03 | 0.03 | 0 | 0 | 0.55 | 0.55 | 0 | 0
8114 | 0.07 | 0.07 | 0.03 | 0.03 | 0 | 0 | 0.22 | 0.22 | 0 | 0
8115 | 0.07 | 0.07 | 0.03 | 0.03 | 0 | 0 | 0.09 | 0.09 | 0 | 0
8116 | 0.06 | 0.06 | 0.03 | 0.03 | 0 | 0 | 1.98 | 1.98 | 0 | 0
8117 | 0.08 | 0.08 | 0.04 | 0.04 | 0 | 0 | 0.79 | 0.79 | 0 | 0
8118 | 0.14 | 0.14 | 0.07 | 0.07 | 0 | 0 | 2.23 | 2.23 | 0 | 0
8119 | 0.18 | 0.18 | 0.09 | 0.09 | 0 | 0 | 2.79 | 2.79 | 0 | 0
8120 | 0.18 | 0.18 | 0.09 | 0.09 | 0 | 0 | 3 | 3 | 10.32 | 10.32
8121 | 0.37 | 0.37 | 0.18 | 0.18 | 0 | 0 | 2.93 | 2.93 | 0 | 0
8122 | 0.17 | 0.17 | 0.08 | 0.08 | 0 | 0 | 2.55 | 2.55 | 0 | 0
8123 | 0.17 | 0.17 | 0.08 | 0.08 | 0 | 0 | 2.02 | 2.02 | 0 | 0
8124 | 0.2 | 0.2 | 0.1 | 0.1 | 0 | 0 | 1.45 | 1.45 | 0 | 0
8125 | 0.27 | 0.27 | 0.13 | 0.13 | 0 | 0 | 0.79 | 0.79 | 0 | 0
8126 | 0.25 | 0.25 | 0.12 | 0.12 | 0 | 0 | 0.56 | 0.56 | 0 | 0
8127 | 0.33 | 0.33 | 0.16 | 0.16 | 0 | 0 | 0.72 | 0.72 | 0 | 0
8128 | 0.4 | 0.4 | 0.19 | 0.19 | 0 | 0 | 0.99 | 0.99 | 0 | 0
8129 | 0.46 | 0.46 | 0.22 | 0.22 | 0 | 0 | 2.37 | 2.37 | 0 | 0
8130 | 0.36 | 0.36 | 0.18 | 0.18 | 0 | 0 | 2.92 | 2.92 | 0 | 0
8131 | 0.3 | 0.3 | 0.14 | 0.14 | 1.491 | 1.491 | 3.13 | 3.13 | 0 | 0
8132 | 0.21 | 0.21 | 0.1 | 0.1 | 0 | 0 | 3.24 | 3.24 | 0 | 0
8133 | 0.28 | 0.28 | 0.13 | 0.13 | 0 | 0 | 3.3 | 3.3 | 0 | 0
8134 | 1.1 | 1.1 | 0.53 | 0.53 | 0 | 0 | 3.32 | 3.32 | 0 | 0
8135 | 0.28 | 0.28 | 0.14 | 0.14 | 0 | 0 | 3.35 | 3.35 | 0 | 0
8136 | 0.16 | 0.16 | 0.08 | 0.08 | 0 | 0 | 1.34 | 1.34 | 0 | 0
8137 | 0.15 | 0.15 | 0.07 | 0.07 | 0 | 0 | 2.59 | 2.59 | 0 | 0
8138 | 0.14 | 0.14 | 0.07 | 0.07 | 0 | 0 | 3.08 | 3.08 | 0 | 0
8139 | 0.14 | 0.14 | 0.07 | 0.07 | 0 | 0 | 1.23 | 1.23 | 0 | 0
8140 | 0.1 | 0.1 | 0.05 | 0.05 | 0 | 0 | 2.55 | 2.55 | 0 | 0
8141 | 0.09 | 0.09 | 0.05 | 0.05 | 0 | 0 | 1.02 | 1.02 | 0 | 0
8142 | 0.14 | 0.14 | 0.07 | 0.07 | 0 | 0 | 0.41 | 0.41 | 0 | 0
8143 | 0.2 | 0.2 | 0.1 | 0.1 | 0 | 0 | 2.17 | 2.17 | 0 | 0
8144 | 0.22 | 0.22 | 0.1 | 0.1 | 0 | 0 | 2.86 | 2.86 | 0 | 0
8145 | 0.23 | 0.23 | 0.11 | 0.11 | 0 | 0 | 2.96 | 2.96 | 0 | 0
8146 | 0.22 | 0.22 | 0.11 | 0.11 | 0 | 0 | 2.6 | 2.6 | 0 | 0
8147 | 0.18 | 0.18 | 0.09 | 0.09 | 0 | 0 | 2.06 | 2.06 | 0 | 0
8148 | 0.16 | 0.16 | 0.08 | 0.08 | 0 | 0 | 1.5 | 1.5 | 0 | 0
8149 | 0.12 | 0.12 | 0.06 | 0.06 | 2.9751 | 2.9751 | 1.11 | 1.11 | 0 | 0
8150 | 0.12 | 0.12 | 0.06 | 0.06 | 0 | 0 | 0.95 | 0.95 | 0 | 0
8151 | 0.14 | 0.14 | 0.07 | 0.07 | 0 | 0 | 1.01 | 1.01 | 0 | 0
8152 | 0.24 | 0.24 | 0.12 | 0.12 | 0 | 0 | 0.41 | 0.41 | 0 | 0
8153 | 0.34 | 0.34 | 0.16 | 0.16 | 0 | 0 | 2.04 | 2.04 | 0 | 0
8154 | 0.48 | 0.48 | 0.23 | 0.23 | 0 | 0 | 2.65 | 2.65 | 0 | 0
8155 | 0.53 | 0.53 | 0.26 | 0.26 | 0 | 0 | 2.94 | 2.94 | 0 | 0
8156 | 0.48 | 0.48 | 0.23 | 0.23 | 0 | 0 | 3.14 | 3.14 | 0 | 0
8157 | 0.53 | 0.53 | 0.26 | 0.26 | 0 | 0 | 3.28 | 3.28 | 0 | 0
8158 | 0.55 | 0.55 | 0.27 | 0.27 | 0 | 0 | 3.38 | 3.38 | 0 | 0
8159 | 0.19 | 0.19 | 0.09 | 0.09 | 0 | 0 | 3.51 | 3.51 | 0 | 0
8160 | 0.15 | 0.15 | 0.07 | 0.07 | 0 | 0 | 1.41 | 1.41 | 0 | 0
8161 | 0.14 | 0.14 | 0.07 | 0.07 | 0 | 0 | 0.57 | 0.57 | 0 | 0
8162 | 0.09 | 0.09 | 0.04 | 0.04 | 0 | 0 | 2.47 | 2.47 | 9.66 | 9.66
8163 | 0.09 | 0.09 | 0.04 | 0.04 | 0 | 0 | 0.99 | 0.99 | 0 | 0
8164 | 0.09 | 0.09 | 0.04 | 0.04 | 0 | 0 | 0.4 | 0.4 | 0 | 0
8165 | 0.08 | 0.08 | 0.04 | 0.04 | 0 | 0 | 0.16 | 0.16 | 0 | 0
8166 | 0.17 | 0.17 | 0.08 | 0.08 | 0 | 0 | 2.3 | 2.3 | 0 | 0
8167 | 0.26 | 0.26 | 0.12 | 0.12 | 0 | 0 | 3.12 | 3.12 | 0 | 0
8168 | 0.19 | 0.19 | 0.09 | 0.09 | 0 | 0 | 3.45 | 3.45 | 0 | 0
8169 | 0.31 | 0.31 | 0.15 | 0.15 | 0 | 0 | 1.38 | 1.38 | 0 | 0
8170 | 0.32 | 0.32 | 0.15 | 0.15 | 0 | 0 | 1.91 | 1.91 | 0 | 0
8171 | 0.24 | 0.24 | 0.12 | 0.12 | 0 | 0 | 1.65 | 1.65 | 0 | 0
8172 | 0.15 | 0.15 | 0.07 | 0.07 | 0 | 0 | 0.66 | 0.66 | 0 | 0
8173 | 0.13 | 0.13 | 0.06 | 0.06 | 0 | 0 | 0.37 | 0.37 | 0 | 0
8174 | 0.3 | 0.3 | 0.15 | 0.15 | 0 | 0 | 0.15 | 0.15 | 0 | 0
8175 | 0.27 | 0.27 | 0.13 | 0.13 | 0 | 0 | 0.23 | 0.23 | 0 | 0
8176 | 0.2 | 0.2 | 0.09 | 0.09 | 0 | 0 | 0.41 | 0.41 | 0 | 0
8177 | 0.52 | 0.52 | 0.25 | 0.25 | 0 | 0 | 0.17 | 0.17 | 0 | 0
8178 | 0.32 | 0.32 | 0.16 | 0.16 | 0 | 0 | 1.58 | 1.58 | 0 | 0
8179 | 0.4 | 0.4 | 0.19 | 0.19 | 0 | 0 | 2.23 | 2.23 | 0 | 0
8180 | 0.23 | 0.23 | 0.11 | 0.11 | 0 | 0 | 2.62 | 2.62 | 0 | 0
8181 | 0.28 | 0.28 | 0.13 | 0.13 | 0 | 0 | 2.88 | 2.88 | 0 | 0
8182 | 0.79 | 0.79 | 0.38 | 0.38 | 0 | 0 | 3.04 | 3.04 | 0 | 0
8183 | 0.56 | 0.56 | 0.27 | 0.27 | 0 | 0 | 3.15 | 3.15 | 0 | 0
8184 | 0.19 | 0.19 | 0.09 | 0.09 | 0 | 0 | 3.25 | 3.25 | 0 | 0
8185 | 0.14 | 0.14 | 0.07 | 0.07 | 0 | 0 | 3.33 | 3.33 | 0 | 0
8186 | 0.12 | 0.12 | 0.06 | 0.06 | 0 | 0 | 3.4 | 3.4 | 0 | 0
8187 | 0.45 | 0.45 | 0.22 | 0.22 | 0 | 0 | 3.49 | 3.49 | 0 | 0
8188 | 0.24 | 0.24 | 0.11 | 0.11 | 0 | 0 | 1.4 | 1.4 | 0 | 0
8189 | 0.08 | 0.08 | 0.04 | 0.04 | 0 | 0 | 2.73 | 2.73 | 0 | 0
8190 | 0.09 | 0.09 | 0.04 | 0.04 | 0 | 0 | 3.29 | 3.29 | 0 | 0
8191 | 0.23 | 0.23 | 0.11 | 0.11 | 0 | 0 | 3.5 | 3.5 | 0 | 0
8192 | 0.17 | 0.17 | 0.08 | 0.08 | 0 | 0 | 3.59 | 3.59 | 12.44 | 12.44
8193 | 0.16 | 0.16 | 0.08 | 0.08 | 0 | 0 | 3.44 | 3.44 | 0 | 0
8194 | 0.19 | 0.19 | 0.09 | 0.09 | 0 | 0 | 1.38 | 1.38 | 0 | 0
8195 | 0.15 | 0.15 | 0.07 | 0.07 | 0 | 0 | 1.66 | 1.66 | 0 | 0
8196 | 0.21 | 0.21 | 0.1 | 0.1 | 0 | 0 | 0.67 | 0.67 | 0 | 0
8197 | 0.36 | 0.36 | 0.18 | 0.18 | 0 | 0 | 0.68 | 0.68 | 0 | 0
8198 | 0.27 | 0.27 | 0.13 | 0.13 | 0 | 0 | 0.63 | 0.63 | 0 | 0
8199 | 0.58 | 0.58 | 0.28 | 0.28 | 0 | 0 | 0.25 | 0.25 | 0 | 0
8200 | 0.67 | 0.67 | 0.33 | 0.33 | 0 | 0 | 0.8 | 0.8 | 0 | 0
8201 | 0.68 | 0.68 | 0.33 | 0.33 | 0 | 0 | 2.07 | 2.07 | 0 | 0
8202 | 0.82 | 0.82 | 0.4 | 0.4 | 0 | 0 | 2.62 | 2.62 | 0 | 0
8203 | 0.58 | 0.58 | 0.28 | 0.28 | 0 | 0 | 2.97 | 2.97 | 0 | 0
8204 | 0.37 | 0.37 | 0.18 | 0.18 | 0 | 0 | 3.14 | 3.14 | 0 | 0
8205 | 0.26 | 0.26 | 0.12 | 0.12 | 0 | 0 | 3.23 | 3.23 | 0 | 0
8206 | 0.31 | 0.31 | 0.15 | 0.15 | 0 | 0 | 3.29 | 3.29 | 0 | 0
8207 | 0.18 | 0.18 | 0.09 | 0.09 | 0 | 0 | 3.37 | 3.37 | 0 | 0
8208 | 0.16 | 0.16 | 0.08 | 0.08 | 0 | 0 | 3.47 | 3.47 | 0 | 0
8209 | 0.1 | 0.1 | 0.05 | 0.05 | 0 | 0 | 3.53 | 3.53 | 0 | 0
8210 | 0.09 | 0.09 | 0.04 | 0.04 | 0 | 0 | 3.62 | 3.62 | 0 | 0
8211 | 0.1 | 0.1 | 0.05 | 0.05 | 0 | 0 | 1.45 | 1.45 | 0 | 0
8212 | 0.1 | 0.1 | 0.05 | 0.05 | 0 | 0 | 0.58 | 0.58 | 0 | 0
8213 | 0.09 | 0.09 | 0.04 | 0.04 | 0 | 0 | 0.24 | 0.24 | 0 | 0
8214 | 0.09 | 0.09 | 0.04 | 0.04 | 0 | 0 | 2.32 | 2.32 | 0 | 0
8215 | 0.14 | 0.14 | 0.07 | 0.07 | 0 | 0 | 3.1 | 3.1 | 0 | 0
8216 | 0.89 | 0.89 | 0.43 | 0.43 | 0 | 0 | 3.4 | 3.4 | 0 | 0
8217 | 0.85 | 0.85 | 0.41 | 0.41 | 0 | 0 | 1.36 | 1.36 | 0 | 0
8218 | 0.65 | 0.65 | 0.31 | 0.31 | 0 | 0 | 2 | 2 | 0 | 0
8219 | 0.4 | 0.4 | 0.19 | 0.19 | 0 | 0 | 0.8 | 0.8 | 0 | 0
8220 | 0.68 | 0.68 | 0.33 | 0.33 | 0 | 0 | 0.92 | 0.92 | 0 | 0
8221 | 0.39 | 0.39 | 0.19 | 0.19 | 0 | 0 | 0.76 | 0.76 | 0 | 0
8222 | 0.31 | 0.31 | 0.15 | 0.15 | 0 | 0 | 0.31 | 0.31 | 0 | 0
8223 | 0.69 | 0.69 | 0.33 | 0.33 | 0 | 0 | 0.38 | 0.38 | 0 | 0
8224 | 0.98 | 0.98 | 0.48 | 0.48 | 0 | 0 | 0.49 | 0.49 | 0 | 0
8225 | 0.43 | 0.43 | 0.21 | 0.21 | 0 | 0 | 1.69 | 1.69 | 0 | 0
8226 | 0.28 | 0.28 | 0.14 | 0.14 | 0 | 0 | 0.68 | 0.68 | 0 | 0
8227 | 0.3 | 0.3 | 0.15 | 0.15 | 0.6163 | 0.6163 | 1.92 | 1.92 | 0 | 0
8228 | 0.64 | 0.64 | 0.31 | 0.31 | 0 | 0 | 2.51 | 2.51 | 0 | 0
8229 | 0.33 | 0.33 | 0.16 | 0.16 | 0 | 0 | 2.81 | 2.81 | 0 | 0
8230 | 0.18 | 0.18 | 0.09 | 0.09 | 0 | 0 | 2.99 | 2.99 | 0 | 0
8231 | 0.12 | 0.12 | 0.06 | 0.06 | 0 | 0 | 3.1 | 3.1 | 0 | 0
8232 | 0.1 | 0.1 | 0.05 | 0.05 | 0 | 0 | 1.24 | 1.24 | 0 | 0
8233 | 0.08 | 0.08 | 0.04 | 0.04 | 0 | 0 | 0.5 | 0.5 | 0 | 0
8234 | 0.08 | 0.08 | 0.04 | 0.04 | 0 | 0 | 2.01 | 2.01 | 0 | 0
8235 | 0.08 | 0.08 | 0.04 | 0.04 | 0 | 0 | 2.62 | 2.62 | 0 | 0
8236 | 0.07 | 0.07 | 0.03 | 0.03 | 0 | 0 | 2.97 | 2.97 | 0 | 0
8237 | 0.07 | 0.07 | 0.03 | 0.03 | 0 | 0 | 3.15 | 3.15 | 0 | 0
8238 | 0.05 | 0.05 | 0.02 | 0.02 | 0 | 0 | 3.23 | 3.23 | 0 | 0
8239 | 0.21 | 0.21 | 0.1 | 0.1 | 0 | 0 | 3.32 | 3.32 | 10.56 | 10.56
8240 | 0.18 | 0.18 | 0.09 | 0.09 | 0 | 0 | 3.35 | 3.35 | 0 | 0
8241 | 0.17 | 0.17 | 0.08 | 0.08 | 0 | 0 | 1.34 | 1.34 | 0 | 0
8242 | 0.24 | 0.24 | 0.11 | 0.11 | 0 | 0 | 1.64 | 1.64 | 0 | 0
8243 | 0.13 | 0.13 | 0.06 | 0.06 | 0 | 0 | 0.66 | 0.66 | 0 | 0
8244 | 0.13 | 0.13 | 0.06 | 0.06 | 0 | 0 | 0.55 | 0.55 | 0 | 0
8245 | 0.14 | 0.14 | 0.07 | 0.07 | 0 | 0 | 0.22 | 0.22 | 0 | 0
8246 | 0.15 | 0.15 | 0.07 | 0.07 | 0 | 0 | 0.09 | 0.09 | 0 | 0
8247 | 0.12 | 0.12 | 0.06 | 0.06 | 0 | 0 | 0.12 | 0.12 | 0 | 0
8248 | 0.28 | 0.28 | 0.14 | 0.14 | 0 | 0 | 0.05 | 0.05 | 0 | 0
8249 | 0.28 | 0.28 | 0.14 | 0.14 | 1.1001 | 1.1001 | 1.4 | 1.4 | 0 | 0
8250 | 0.29 | 0.29 | 0.14 | 0.14 | 0 | 0 | 2.04 | 2.04 | 0 | 0
8251 | 0.46 | 0.46 | 0.22 | 0.22 | 0 | 0 | 2.41 | 2.41 | 0 | 0
8252 | 0.35 | 0.35 | 0.17 | 0.17 | 0 | 0 | 2.65 | 2.65 | 0 | 0
8253 | 0.2 | 0.2 | 0.1 | 0.1 | 0 | 0 | 2.75 | 2.75 | 0 | 0
8254 | 0.13 | 0.13 | 0.06 | 0.06 | 0 | 0 | 2.82 | 2.82 | 0 | 0
8255 | 0.1 | 0.1 | 0.05 | 0.05 | 0 | 0 | 2.85 | 2.85 | 0 | 0
8256 | 0.08 | 0.08 | 0.04 | 0.04 | 0 | 0 | 1.14 | 1.14 | 0 | 0
8257 | 0.07 | 0.07 | 0.03 | 0.03 | 0 | 0 | 2.26 | 2.26 | 0 | 0
8258 | 0.07 | 0.07 | 0.04 | 0.04 | 4.3799 | 4.3799 | 2.74 | 2.74 | 0 | 0
8259 | 0.08 | 0.08 | 0.04 | 0.04 | 0 | 0 | 1.1 | 1.1 | 0 | 0
8260 | 0.08 | 0.08 | 0.04 | 0.04 | 0 | 0 | 0.44 | 0.44 | 0 | 0
8261 | 0.07 | 0.07 | 0.03 | 0.03 | 0 | 0 | 2.06 | 2.06 | 0 | 0
8262 | 0.06 | 0.06 | 0.03 | 0.03 | 0 | 0 | 2.73 | 2.73 | 0 | 0
8263 | 0.2 | 0.2 | 0.1 | 0.1 | 0 | 0 | 3.01 | 3.01 | 0 | 0
8264 | 0.17 | 0.17 | 0.08 | 0.08 | 0 | 0 | 3.14 | 3.14 | 0 | 0
8265 | 0.18 | 0.18 | 0.09 | 0.09 | 0 | 0 | 2.95 | 2.95 | 0 | 0
8266 | 0.19 | 0.19 | 0.09 | 0.09 | 0 | 0 | 2.3 | 2.3 | 0 | 0
8267 | 0.15 | 0.15 | 0.07 | 0.07 | 0 | 0 | 1.78 | 1.78 | 0 | 0
8268 | 0.21 | 0.21 | 0.1 | 0.1 | 0 | 0 | 1.41 | 1.41 | 0 | 0
8269 | 0.22 | 0.22 | 0.1 | 0.1 | 0 | 0 | 0.99 | 0.99 | 0 | 0
8270 | 0.21 | 0.21 | 0.1 | 0.1 | 0 | 0 | 0.69 | 0.69 | 0 | 0
8271 | 0.21 | 0.21 | 0.1 | 0.1 | 0 | 0 | 0.61 | 0.61 | 0 | 0
8272 | 0.39 | 0.39 | 0.19 | 0.19 | 0 | 0 | 0.84 | 0.84 | 0 | 0
8273 | 0.52 | 0.52 | 0.25 | 0.25 | 0 | 0 | 1.7 | 1.7 | 9.82 | 9.82
8274 | 0.37 | 0.37 | 0.18 | 0.18 | 0 | 0 | 2.11 | 2.11 | 0 | 0
8275 | 0.25 | 0.25 | 0.12 | 0.12 | 0 | 0 | 2.45 | 2.45 | 0 | 0
8276 | 0.21 | 0.21 | 0.1 | 0.1 | 0 | 0 | 2.7 | 2.7 | 0 | 0
8277 | 0.37 | 0.37 | 0.18 | 0.18 | 0 | 0 | 2.92 | 2.92 | 0 | 0
8278 | 0.15 | 0.15 | 0.07 | 0.07 | 0 | 0 | 3.07 | 3.07 | 0 | 0
8279 | 0.12 | 0.12 | 0.06 | 0.06 | 0 | 0 | 3.18 | 3.18 | 0 | 0
8280 | 0.09 | 0.09 | 0.04 | 0.04 | 0.6115 | 0.6115 | 3.26 | 3.26 | 0 | 0
8281 | 0.08 | 0.08 | 0.04 | 0.04 | 0 | 0 | 1.31 | 1.31 | 0 | 0
8282 | 0.07 | 0.07 | 0.03 | 0.03 | 0 | 0 | 2.61 | 2.61 | 0 | 0
8283 | 0.07 | 0.07 | 0.03 | 0.03 | 0 | 0 | 3.14 | 3.14 | 0 | 0
8284 | 0.31 | 0.31 | 0.15 | 0.15 | 0 | 0 | 1.26 | 1.26 | 0 | 0
8285 | 0.21 | 0.21 | 0.1 | 0.1 | 0 | 0 | 2.58 | 2.58 | 0 | 0
8286 | 0.06 | 0.06 | 0.03 | 0.03 | 0 | 0 | 3.08 | 3.08 | 0 | 0
8287 | 0.26 | 0.26 | 0.12 | 0.12 | 0 | 0 | 3.31 | 3.31 | 0 | 0
8288 | 0.22 | 0.22 | 0.11 | 0.11 | 0 | 0 | 3.34 | 3.34 | 0 | 0
8289 | 0.38 | 0.38 | 0.18 | 0.18 | 0 | 0 | 3.02 | 3.02 | 0 | 0
8290 | 0.18 | 0.18 | 0.09 | 0.09 | 0 | 0 | 2.31 | 2.31 | 0 | 0
8291 | 0.12 | 0.12 | 0.06 | 0.06 | 0 | 0 | 1.62 | 1.62 | 0 | 0
8292 | 0.14 | 0.14 | 0.07 | 0.07 | 0 | 0 | 0.87 | 0.87 | 0 | 0
8293 | 0.09 | 0.09 | 0.05 | 0.05 | 0 | 0 | 0.35 | 0.35 | 0 | 0
8294 | 0.17 | 0.17 | 0.08 | 0.08 | 0 | 0 | 0.14 | 0.14 | 0 | 0
8295 | 0.43 | 0.43 | 0.21 | 0.21 | 0 | 0 | 0.24 | 0.24 | 0 | 0
8296 | 0.53 | 0.53 | 0.26 | 0.26 | 0 | 0 | 0.54 | 0.54 | 0 | 0
8297 | 0.38 | 0.38 | 0.18 | 0.18 | 0 | 0 | 1.77 | 1.77 | 0 | 0
8298 | 0.31 | 0.31 | 0.15 | 0.15 | 0 | 0 | 2.27 | 2.27 | 0 | 0
8299 | 0.58 | 0.58 | 0.28 | 0.28 | 0 | 0 | 2.53 | 2.53 | 0 | 0
8300 | 0.33 | 0.33 | 0.16 | 0.16 | 0 | 0 | 2.68 | 2.68 | 0 | 0
8301 | 0.24 | 0.24 | 0.12 | 0.12 | 0 | 0 | 2.79 | 2.79 | 0 | 0
8302 | 0.34 | 0.34 | 0.16 | 0.16 | 0 | 0 | 2.84 | 2.84 | 0 | 0
8303 | 0.52 | 0.52 | 0.25 | 0.25 | 0 | 0 | 2.83 | 2.83 | 0 | 0
8304 | 0.51 | 0.51 | 0.25 | 0.25 | 0 | 0 | 2.86 | 2.86 | 0 | 0
8305 | 0.3 | 0.3 | 0.15 | 0.15 | 0 | 0 | 2.59 | 2.59 | 0 | 0
8306 | 0.09 | 0.09 | 0.04 | 0.04 | 0 | 0 | 1.04 | 1.04 | 0 | 0
8307 | 0.09 | 0.09 | 0.05 | 0.05 | 0 | 0 | 0.42 | 0.42 | 0 | 0
8308 | 0.08 | 0.08 | 0.04 | 0.04 | 0 | 0 | 1.86 | 1.86 | 0 | 0
8309 | 0.09 | 0.09 | 0.04 | 0.04 | 0 | 0 | 0.75 | 0.75 | 10.36 | 10.36
8310 | 0.09 | 0.09 | 0.05 | 0.05 | 0 | 0 | 2.04 | 2.04 | 0 | 0
8311 | 0.21 | 0.21 | 0.1 | 0.1 | 0 | 0 | 2.53 | 2.53 | 0 | 0
8312 | 0.16 | 0.16 | 0.08 | 0.08 | 0 | 0 | 2.72 | 2.72 | 0 | 0
8313 | 0.51 | 0.51 | 0.25 | 0.25 | 0 | 0 | 2.66 | 2.66 | 0 | 0
8314 | 0.2 | 0.2 | 0.1 | 0.1 | 0 | 0 | 2.34 | 2.34 | 0 | 0
8315 | 0.2 | 0.2 | 0.1 | 0.1 | 0 | 0 | 1.97 | 1.97 | 0 | 0
8316 | 0.18 | 0.18 | 0.08 | 0.08 | 0 | 0 | 1.72 | 1.72 | 0 | 0
8317 | 0.16 | 0.16 | 0.08 | 0.08 | 0 | 0 | 1.51 | 1.51 | 0 | 0
8318 | 0.6 | 0.6 | 0.29 | 0.29 | 0 | 0 | 0.61 | 0.61 | 0 | 0
8319 | 0.52 | 0.52 | 0.25 | 0.25 | 0 | 0 | 0.25 | 0.25 | 0 | 0
8320 | 0.87 | 0.87 | 0.42 | 0.42 | 0 | 0 | 1.76 | 1.76 | 0 | 0
8321 | 0.7 | 0.7 | 0.34 | 0.34 | 0 | 0 | 2.33 | 2.33 | 0 | 0
8322 | 0.34 | 0.34 | 0.17 | 0.17 | 0 | 0 | 2.54 | 2.54 | 0 | 0
8323 | 0.38 | 0.38 | 0.18 | 0.18 | 0 | 0 | 2.7 | 2.7 | 0 | 0
8324 | 0.24 | 0.24 | 0.12 | 0.12 | 0 | 0 | 2.79 | 2.79 | 0 | 0
8325 | 0.49 | 0.49 | 0.24 | 0.24 | 0 | 0 | 2.9 | 2.9 | 0 | 0
8326 | 0.34 | 0.34 | 0.17 | 0.17 | 0 | 0 | 3.05 | 3.05 | 0 | 0
8327 | 0.17 | 0.17 | 0.08 | 0.08 | 0 | 0 | 3.15 | 3.15 | 0 | 0
8328 | 0.07 | 0.07 | 0.04 | 0.04 | 0 | 0 | 1.26 | 1.26 | 0 | 0
8329 | 0.09 | 0.09 | 0.04 | 0.04 | 0 | 0 | 0.51 | 0.51 | 0 | 0
8330 | 0.11 | 0.11 | 0.05 | 0.05 | 0 | 0 | 0.21 | 0.21 | 0 | 0
8331 | 0.08 | 0.08 | 0.04 | 0.04 | 0 | 0 | 2.17 | 2.17 | 0 | 0
8332 | 0.08 | 0.08 | 0.04 | 0.04 | 0 | 0 | 2.95 | 2.95 | 0 | 0
8333 | 0.08 | 0.08 | 0.04 | 0.04 | 0 | 0 | 3.26 | 3.26 | 0 | 0
8334 | 0.08 | 0.08 | 0.04 | 0.04 | 0 | 0 | 1.31 | 1.31 | 0 | 0
8335 | 0.22 | 0.22 | 0.11 | 0.11 | 0 | 0 | 2.67 | 2.67 | 0 | 0
8336 | 0.13 | 0.13 | 0.06 | 0.06 | 0 | 0 | 3.21 | 3.21 | 0 | 0
8337 | 0.17 | 0.17 | 0.08 | 0.08 | 0 | 0 | 1.29 | 1.29 | 0 | 0
8338 | 0.35 | 0.35 | 0.17 | 0.17 | 0 | 0 | 2.42 | 2.42 | 0 | 0
8339 | 0.47 | 0.47 | 0.23 | 0.23 | 0 | 0 | 2.6 | 2.6 | 0 | 0
8340 | 0.2 | 0.2 | 0.1 | 0.1 | 0 | 0 | 2.43 | 2.43 | 0 | 0
8341 | 0.22 | 0.22 | 0.11 | 0.11 | 0 | 0 | 2.19 | 2.19 | 0 | 0
8342 | 0.23 | 0.23 | 0.11 | 0.11 | 0 | 0 | 2.05 | 2.05 | 0 | 0
8343 | 0.23 | 0.23 | 0.11 | 0.11 | 0 | 0 | 0.82 | 0.82 | 0 | 0
8344 | 0.39 | 0.39 | 0.19 | 0.19 | 0 | 0 | 1.64 | 1.64 | 0 | 0
8345 | 0.72 | 0.72 | 0.35 | 0.35 | 0 | 0 | 2.19 | 2.19 | 0 | 0
8346 | 0.54 | 0.54 | 0.26 | 0.26 | 0 | 0 | 2.44 | 2.44 | 0 | 0
8347 | 0.26 | 0.26 | 0.13 | 0.13 | 0 | 0 | 2.64 | 2.64 | 9.87 | 9.87
8348 | 0.15 | 0.15 | 0.07 | 0.07 | 0 | 0 | 2.8 | 2.8 | 0 | 0
8349 | 0.16 | 0.16 | 0.08 | 0.08 | 0 | 0 | 2.87 | 2.87 | 0 | 0
8350 | 0.43 | 0.43 | 0.21 | 0.21 | 0 | 0 | 2.93 | 2.93 | 0 | 0
8351 | 0.33 | 0.33 | 0.16 | 0.16 | 0 | 0 | 2.99 | 2.99 | 0 | 0
8352 | 0.4 | 0.4 | 0.19 | 0.19 | 0 | 0 | 3.04 | 3.04 | 0 | 0
8353 | 0.18 | 0.18 | 0.08 | 0.08 | 0 | 0 | 1.22 | 1.22 | 0 | 0
8354 | 0.08 | 0.08 | 0.04 | 0.04 | 0 | 0 | 2.39 | 2.39 | 0 | 0
8355 | 0.09 | 0.09 | 0.04 | 0.04 | 0 | 0 | 0.96 | 0.96 | 0 | 0
8356 | 0.1 | 0.1 | 0.05 | 0.05 | 0 | 0 | 2.37 | 2.37 | 0 | 0
8357 | 0.09 | 0.09 | 0.04 | 0.04 | 0 | 0 | 2.93 | 2.93 | 0 | 0
8358 | 0.08 | 0.08 | 0.04 | 0.04 | 0 | 0 | 3.08 | 3.08 | 0 | 0
8359 | 0.08 | 0.08 | 0.04 | 0.04 | 0 | 0 | 3.08 | 3.08 | 11.01 | 11.01
8360 | 0.14 | 0.14 | 0.07 | 0.07 | 0 | 0 | 3.04 | 3.04 | 0 | 0
8361 | 0.16 | 0.16 | 0.08 | 0.08 | 0 | 0 | 2.76 | 2.76 | 0 | 0
8362 | 0.2 | 0.2 | 0.1 | 0.1 | 0 | 0 | 2.05 | 2.05 | 0 | 0
8363 | 0.23 | 0.23 | 0.11 | 0.11 | 0 | 0 | 1.42 | 1.42 | 0 | 0
8364 | 0.18 | 0.18 | 0.09 | 0.09 | 0 | 0 | 0.57 | 0.57 | 0 | 0
8365 | 0.4 | 0.4 | 0.19 | 0.19 | 0 | 0 | 0.23 | 0.23 | 0 | 0
8366 | 0.52 | 0.52 | 0.25 | 0.25 | 0 | 0 | 0.1 | 0.1 | 0 | 0
8367 | 0.34 | 0.34 | 0.17 | 0.17 | 0 | 0 | 0.04 | 0.04 | 0 | 0
8368 | 0.55 | 0.55 | 0.27 | 0.27 | 0 | 0 | 1.59 | 1.59 | 0 | 0
8369 | 0.49 | 0.49 | 0.24 | 0.24 | 0 | 0 | 2.12 | 2.12 | 0 | 0
8370 | 0.37 | 0.37 | 0.18 | 0.18 | 0 | 0 | 2.35 | 2.35 | 0 | 0
8371 | 0.25 | 0.25 | 0.12 | 0.12 | 0 | 0 | 2.54 | 2.54 | 0 | 0
8372 | 0.3 | 0.3 | 0.14 | 0.14 | 0 | 0 | 2.75 | 2.75 | 0 | 0
8373 | 0.52 | 0.52 | 0.25 | 0.25 | 0 | 0 | 2.9 | 2.9 | 0 | 0
8374 | 0.67 | 0.67 | 0.32 | 0.32 | 0 | 0 | 2.94 | 2.94 | 0 | 0
8375 | 0.51 | 0.51 | 0.25 | 0.25 | 0 | 0 | 2.97 | 2.97 | 0 | 0
8376 | 0.2 | 0.2 | 0.1 | 0.1 | 0 | 0 | 1.19 | 1.19 | 0 | 0
8377 | 0.12 | 0.12 | 0.06 | 0.06 | 0 | 0 | 0.48 | 0.48 | 0 | 0
8378 | 0.12 | 0.12 | 0.06 | 0.06 | 4.2973 | 4.2973 | 2.09 | 2.09 | 0 | 0
8379 | 0.12 | 0.12 | 0.06 | 0.06 | 0 | 0 | 2.65 | 2.65 | 0 | 0
8380 | 0.12 | 0.12 | 0.06 | 0.06 | 0 | 0 | 1.06 | 1.06 | 0 | 0
8381 | 0.12 | 0.12 | 0.06 | 0.06 | 0 | 0 | 0.43 | 0.43 | 0 | 0
8382 | 0.12 | 0.12 | 0.06 | 0.06 | 0 | 0 | 2.16 | 2.16 | 0 | 0
8383 | 0.11 | 0.11 | 0.06 | 0.06 | 0 | 0 | 2.85 | 2.85 | 0 | 0
8384 | 0.32 | 0.32 | 0.15 | 0.15 | 0 | 0 | 3.13 | 3.13 | 0 | 0
8385 | 0.49 | 0.49 | 0.24 | 0.24 | 0 | 0 | 1.26 | 1.26 | 0 | 0
8386 | 0.73 | 0.73 | 0.36 | 0.36 | 0 | 0 | 0.5 | 0.5 | 0 | 0
8387 | 0.45 | 0.45 | 0.22 | 0.22 | 0 | 0 | 0.2 | 0.2 | 0 | 0
8388 | 0.3 | 0.3 | 0.14 | 0.14 | 0 | 0 | 1.13 | 1.13 | 0 | 0
8389 | 0.46 | 0.46 | 0.22 | 0.22 | 0 | 0 | 0.46 | 0.46 | 0 | 0
8390 | 0.43 | 0.43 | 0.21 | 0.21 | 0 | 0 | 1.3 | 1.3 | 0 | 0
8391 | 0.43 | 0.43 | 0.21 | 0.21 | 0 | 0 | 1.78 | 1.78 | 0 | 0
8392 | 0.51 | 0.51 | 0.25 | 0.25 | 0 | 0 | 2.14 | 2.14 | 0 | 0
8393 | 0.38 | 0.38 | 0.18 | 0.18 | 0 | 0 | 2.58 | 2.58 | 0 | 0
8394 | 0.22 | 0.22 | 0.11 | 0.11 | 0 | 0 | 2.75 | 2.75 | 0 | 0
8395 | 0.2 | 0.2 | 0.1 | 0.1 | 0 | 0 | 2.85 | 2.85 | 0 | 0
8396 | 0.29 | 0.29 | 0.14 | 0.14 | 0 | 0 | 2.9 | 2.9 | 0 | 0
8397 | 0.25 | 0.25 | 0.12 | 0.12 | 0 | 0 | 2.91 | 2.91 | 0 | 0
8398 | 0.26 | 0.26 | 0.13 | 0.13 | 0 | 0 | 2.9 | 2.9 | 0 | 0
8399 | 0.24 | 0.24 | 0.12 | 0.12 | 0 | 0 | 2.91 | 2.91 | 0 | 0
8400 | 0.17 | 0.17 | 0.08 | 0.08 | 0 | 0 | 2.97 | 2.97 | 0 | 0
8401 | 0.16 | 0.16 | 0.08 | 0.08 | 0 | 0 | 1.19 | 1.19 | 0 | 0
8402 | 0.14 | 0.14 | 0.07 | 0.07 | 0 | 0 | 0.48 | 0.48 | 0 | 0
8403 | 0.12 | 0.12 | 0.06 | 0.06 | 0 | 0 | 2 | 2 | 0 | 0
8404 | 0.14 | 0.14 | 0.07 | 0.07 | 1.6583 | 1.6583 | 2.59 | 2.59 | 0 | 0
8405 | 0.13 | 0.13 | 0.06 | 0.06 | 0 | 0 | 1.04 | 1.04 | 0 | 0
8406 | 0.18 | 0.18 | 0.09 | 0.09 | 0 | 0 | 2.22 | 2.22 | 0 | 0
8407 | 0.21 | 0.21 | 0.1 | 0.1 | 0 | 0 | 2.69 | 2.69 | 0 | 0
8408 | 0.24 | 0.24 | 0.12 | 0.12 | 0 | 0 | 1.08 | 1.08 | 0 | 0
8409 | 0.23 | 0.23 | 0.11 | 0.11 | 0 | 0 | 2.05 | 2.05 | 0 | 0
8410 | 0.21 | 0.21 | 0.1 | 0.1 | 0 | 0 | 1.98 | 1.98 | 0 | 0
8411 | 0.21 | 0.21 | 0.1 | 0.1 | 0 | 0 | 1.65 | 1.65 | 0 | 0
8412 | 0.2 | 0.2 | 0.09 | 0.09 | 0 | 0 | 1.21 | 1.21 | 0 | 0
8413 | 0.32 | 0.32 | 0.15 | 0.15 | 0 | 0 | 0.89 | 0.89 | 0 | 0
8414 | 0.23 | 0.23 | 0.11 | 0.11 | 0 | 0 | 0.84 | 0.84 | 0 | 0
8415 | 0.32 | 0.32 | 0.16 | 0.16 | 0 | 0 | 0.34 | 0.34 | 0 | 0
8416 | 0.39 | 0.39 | 0.19 | 0.19 | 0 | 0 | 0.14 | 0.14 | 0 | 0
8417 | 0.61 | 0.61 | 0.29 | 0.29 | 0 | 0 | 1.91 | 1.91 | 0 | 0
8418 | 0.42 | 0.42 | 0.21 | 0.21 | 0 | 0 | 2.61 | 2.61 | 0 | 0
8419 | 0.56 | 0.56 | 0.27 | 0.27 | 0 | 0 | 2.89 | 2.89 | 0 | 0
8420 | 0.41 | 0.41 | 0.2 | 0.2 | 0 | 0 | 3.03 | 3.03 | 10.86 | 10.86
8421 | 0.27 | 0.27 | 0.13 | 0.13 | 0 | 0 | 3.09 | 3.09 | 0 | 0
8422 | 1.07 | 1.07 | 0.52 | 0.52 | 0 | 0 | 3.13 | 3.13 | 0 | 0
8423 | 0.49 | 0.49 | 0.24 | 0.24 | 0 | 0 | 3.15 | 3.15 | 0 | 0
8424 | 0.22 | 0.22 | 0.1 | 0.1 | 0 | 0 | 3.17 | 3.17 | 0 | 0
8425 | 0.22 | 0.22 | 0.11 | 0.11 | 0 | 0 | 1.27 | 1.27 | 0 | 0
8426 | 0.22 | 0.22 | 0.11 | 0.11 | 0 | 0 | 0.51 | 0.51 | 0 | 0
8427 | 0.2 | 0.2 | 0.1 | 0.1 | 0 | 0 | 2.15 | 2.15 | 0 | 0
8428 | 0.2 | 0.2 | 0.1 | 0.1 | 0 | 0 | 2.79 | 2.79 | 0 | 0
8429 | 0.19 | 0.19 | 0.09 | 0.09 | 0 | 0 | 3.05 | 3.05 | 0 | 0
8430 | 0.28 | 0.28 | 0.13 | 0.13 | 0 | 0 | 3.17 | 3.17 | 0 | 0
8431 | 0.25 | 0.25 | 0.12 | 0.12 | 0 | 0 | 3.25 | 3.25 | 0 | 0
8432 | 0.2 | 0.2 | 0.1 | 0.1 | 0 | 0 | 3.29 | 3.29 | 0 | 0
8433 | 0.24 | 0.24 | 0.12 | 0.12 | 0 | 0 | 3.14 | 3.14 | 0 | 0
8434 | 0.25 | 0.25 | 0.12 | 0.12 | 0 | 0 | 2.65 | 2.65 | 0 | 0
8435 | 0.23 | 0.23 | 0.11 | 0.11 | 0 | 0 | 2.13 | 2.13 | 0 | 0
8436 | 0.78 | 0.78 | 0.38 | 0.38 | 0 | 0 | 1.61 | 1.61 | 0 | 0
8437 | 0.45 | 0.45 | 0.22 | 0.22 | 0 | 0 | 1.23 | 1.23 | 0 | 0
8438 | 0.49 | 0.49 | 0.24 | 0.24 | 0 | 0 | 0.9 | 0.9 | 0 | 0
8439 | 0.53 | 0.53 | 0.26 | 0.26 | 0 | 0 | 0.95 | 0.95 | 0 | 0
8440 | 0.51 | 0.51 | 0.25 | 0.25 | 0 | 0 | 1.25 | 1.25 | 0 | 0
8441 | 0.63 | 0.63 | 0.3 | 0.3 | 0 | 0 | 2.26 | 2.26 | 11.21 | 11.21
8442 | 0.41 | 0.41 | 0.2 | 0.2 | 0 | 0 | 2.7 | 2.7 | 0 | 0
8443 | 0.45 | 0.45 | 0.22 | 0.22 | 0 | 0 | 2.99 | 2.99 | 0 | 0
8444 | 0.33 | 0.33 | 0.16 | 0.16 | 0 | 0 | 3.18 | 3.18 | 0 | 0
8445 | 0.32 | 0.32 | 0.16 | 0.16 | 0 | 0 | 3.27 | 3.27 | 0 | 0
8446 | 1.16 | 1.16 | 0.56 | 0.56 | 0 | 0 | 3.29 | 3.29 | 0 | 0
8447 | 0.62 | 0.62 | 0.3 | 0.3 | 0.82 | 0.82 | 3.29 | 3.29 | 0 | 0
8448 | 0.28 | 0.28 | 0.14 | 0.14 | 0 | 0 | 1.32 | 1.32 | 0 | 0
8449 | 0.15 | 0.15 | 0.07 | 0.07 | 0 | 0 | 2.4 | 2.4 | 0 | 0
8450 | 0.16 | 0.16 | 0.08 | 0.08 | 0 | 0 | 2.9 | 2.9 | 0 | 0
8451 | 0.18 | 0.18 | 0.09 | 0.09 | 0 | 0 | 1.16 | 1.16 | 0 | 0
8452 | 0.21 | 0.21 | 0.1 | 0.1 | 0 | 0 | 2.4 | 2.4 | 0 | 0
8453 | 0.16 | 0.16 | 0.08 | 0.08 | 0 | 0 | 0.96 | 0.96 | 0 | 0
8454 | 0.2 | 0.2 | 0.1 | 0.1 | 0 | 0 | 0.39 | 0.39 | 0 | 0
8455 | 0.28 | 0.28 | 0.13 | 0.13 | 0 | 0 | 2.06 | 2.06 | 0 | 0
8456 | 0.28 | 0.28 | 0.14 | 0.14 | 0 | 0 | 2.74 | 2.74 | 0 | 0
8457 | 0.48 | 0.48 | 0.23 | 0.23 | 0 | 0 | 2.78 | 2.78 | 0 | 0
8458 | 0.25 | 0.25 | 0.12 | 0.12 | 0 | 0 | 2.36 | 2.36 | 0 | 0
8459 | 0.21 | 0.21 | 0.1 | 0.1 | 0 | 0 | 1.89 | 1.89 | 0 | 0
8460 | 0.25 | 0.25 | 0.12 | 0.12 | 0 | 0 | 1.5 | 1.5 | 0 | 0
8461 | 0.25 | 0.25 | 0.12 | 0.12 | 0 | 0 | 1.34 | 1.34 | 0 | 0
8462 | 0.36 | 0.36 | 0.17 | 0.17 | 0 | 0 | 1.37 | 1.37 | 0 | 0
8463 | 0.3 | 0.3 | 0.15 | 0.15 | 0 | 0 | 1.56 | 1.56 | 0 | 0
8464 | 0.35 | 0.35 | 0.17 | 0.17 | 0 | 0 | 1.93 | 1.93 | 0 | 0
8465 | 0.35 | 0.35 | 0.17 | 0.17 | 0 | 0 | 2.55 | 2.55 | 0 | 0
8466 | 0.46 | 0.46 | 0.22 | 0.22 | 0 | 0 | 2.82 | 2.82 | 0 | 0
8467 | 0.31 | 0.31 | 0.15 | 0.15 | 0 | 0 | 2.98 | 2.98 | 0 | 0
8468 | 0.27 | 0.27 | 0.13 | 0.13 | 0 | 0 | 3.1 | 3.1 | 0 | 0
8469 | 0.55 | 0.55 | 0.27 | 0.27 | 0 | 0 | 3.19 | 3.19 | 0 | 0
8470 | 0.45 | 0.45 | 0.22 | 0.22 | 0 | 0 | 3.23 | 3.23 | 0 | 0
8471 | 0.24 | 0.24 | 0.12 | 0.12 | 0 | 0 | 2.97 | 2.97 | 0 | 0
8472 | 0.16 | 0.16 | 0.08 | 0.08 | 0 | 0 | 1.19 | 1.19 | 0 | 0
8473 | 0.14 | 0.14 | 0.07 | 0.07 | 0 | 0 | 0.48 | 0.48 | 0 | 0
8474 | 0.11 | 0.11 | 0.05 | 0.05 | 0 | 0 | 2.14 | 2.14 | 0 | 0
8475 | 0.13 | 0.13 | 0.06 | 0.06 | 0 | 0 | 0.86 | 0.86 | 0 | 0
8476 | 0.24 | 0.24 | 0.12 | 0.12 | 0 | 0 | 2.27 | 2.27 | 0 | 0
8477 | 0.56 | 0.56 | 0.27 | 0.27 | 0 | 0 | 2.82 | 2.82 | 0 | 0
8478 | 0.46 | 0.46 | 0.22 | 0.22 | 0 | 0 | 1.13 | 1.13 | 0 | 0
8479 | 0.18 | 0.18 | 0.09 | 0.09 | 0 | 0 | 2.38 | 2.38 | 9.68 | 9.68
8480 | 0.32 | 0.32 | 0.16 | 0.16 | 0 | 0 | 2.86 | 2.86 | 0 | 0
8481 | 0.67 | 0.67 | 0.32 | 0.32 | 0 | 0 | 2.8 | 2.8 | 0 | 0
8482 | 0.27 | 0.27 | 0.13 | 0.13 | 0 | 0 | 2.23 | 2.23 | 0 | 0
8483 | 0.19 | 0.19 | 0.09 | 0.09 | 0 | 0 | 0.89 | 0.89 | 0 | 0
8484 | 0.19 | 0.19 | 0.09 | 0.09 | 0 | 0 | 1.01 | 1.01 | 11.6 | 11.6
8485 | 0.18 | 0.18 | 0.09 | 0.09 | 0 | 0 | 1.29 | 1.29 | 0 | 0
8486 | 0.24 | 0.24 | 0.12 | 0.12 | 0 | 0 | 1.79 | 1.79 | 0 | 0
8487 | 0.35 | 0.35 | 0.17 | 0.17 | 0 | 0 | 2.25 | 2.25 | 0 | 0
8488 | 0.57 | 0.57 | 0.28 | 0.28 | 9.9 | 9.9 | 2.64 | 2.64 | 0 | 0
8489 | 0.71 | 0.71 | 0.34 | 0.34 | 0 | 0 | 2.99 | 2.99 | 0 | 0
8490 | 0.55 | 0.55 | 0.27 | 0.27 | 0 | 0 | 3.14 | 3.14 | 0 | 0
8491 | 0.39 | 0.39 | 0.19 | 0.19 | 0 | 0 | 3.21 | 3.21 | 0 | 0
8492 | 0.31 | 0.31 | 0.15 | 0.15 | 0 | 0 | 3.26 | 3.26 | 0 | 0
8493 | 0.26 | 0.26 | 0.13 | 0.13 | 7.362 | 7.362 | 3.28 | 3.28 | 0 | 0
8494 | 0.69 | 0.69 | 0.34 | 0.34 | 0 | 0 | 3.3 | 3.3 | 0 | 0
8495 | 0.29 | 0.29 | 0.14 | 0.14 | 0 | 0 | 3.29 | 3.29 | 0 | 0
8496 | 0.16 | 0.16 | 0.08 | 0.08 | 0 | 0 | 1.32 | 1.32 | 0 | 0
8497 | 0.14 | 0.14 | 0.07 | 0.07 | 0 | 0 | 0.53 | 0.53 | 0 | 0
8498 | 0.13 | 0.13 | 0.06 | 0.06 | 0 | 0 | 0.21 | 0.21 | 0 | 0
8499 | 0.13 | 0.13 | 0.06 | 0.06 | 0 | 0 | 0.09 | 0.09 | 0 | 0
8500 | 0.12 | 0.12 | 0.06 | 0.06 | 0 | 0 | 0.04 | 0.04 | 0 | 0
8501 | 0.13 | 0.13 | 0.06 | 0.06 | 0 | 0 | 0.02 | 0.02 | 0 | 0
8502 | 0.2 | 0.2 | 0.1 | 0.1 | 0 | 0 | 1.97 | 1.97 | 0 | 0
8503 | 0.28 | 0.28 | 0.14 | 0.14 | 0 | 0 | 2.74 | 2.74 | 0 | 0
8504 | 0.26 | 0.26 | 0.13 | 0.13 | 0 | 0 | 1.1 | 1.1 | 0 | 0
8505 | 0.21 | 0.21 | 0.1 | 0.1 | 0 | 0 | 2.25 | 2.25 | 0 | 0
8506 | 0.24 | 0.24 | 0.12 | 0.12 | 0 | 0 | 0.9 | 0.9 | 0 | 0
8507 | 0.2 | 0.2 | 0.1 | 0.1 | 0 | 0 | 1.3 | 1.3 | 0 | 0
8508 | 0.18 | 0.18 | 0.09 | 0.09 | 0 | 0 | 1.09 | 1.09 | 0 | 0
8509 | 0.2 | 0.2 | 0.1 | 0.1 | 0 | 0 | 0.82 | 0.82 | 0 | 0
8510 | 0.36 | 0.36 | 0.17 | 0.17 | 0 | 0 | 0.8 | 0.8 | 0 | 0
8511 | 0.39 | 0.39 | 0.19 | 0.19 | 0 | 0 | 1.09 | 1.09 | 0 | 0
8512 | 0.34 | 0.34 | 0.16 | 0.16 | 0 | 0 | 0.44 | 0.44 | 0 | 0
8513 | 0.4 | 0.4 | 0.2 | 0.2 | 0 | 0 | 2.13 | 2.13 | 0 | 0
8514 | 0.33 | 0.33 | 0.16 | 0.16 | 0 | 0 | 2.79 | 2.79 | 0 | 0
8515 | 0.34 | 0.34 | 0.17 | 0.17 | 0 | 0 | 3.05 | 3.05 | 0 | 0
8516 | 0.28 | 0.28 | 0.14 | 0.14 | 0 | 0 | 3.17 | 3.17 | 0 | 0
8517 | 0.71 | 0.71 | 0.34 | 0.34 | 0 | 0 | 3.22 | 3.22 | 0 | 0
8518 | 0.65 | 0.65 | 0.31 | 0.31 | 0 | 0 | 3.24 | 3.24 | 0 | 0
8519 | 0.32 | 0.32 | 0.15 | 0.15 | 0 | 0 | 3.28 | 3.28 | 0 | 0
8520 | 0.19 | 0.19 | 0.09 | 0.09 | 0 | 0 | 3.31 | 3.31 | 0 | 0
8521 | 0.2 | 0.2 | 0.1 | 0.1 | 0 | 0 | 3.33 | 3.33 | 0 | 0
8522 | 0.17 | 0.17 | 0.08 | 0.08 | 0 | 0 | 3.33 | 3.33 | 0 | 0
8523 | 0.15 | 0.15 | 0.07 | 0.07 | 0 | 0 | 3.35 | 3.35 | 0 | 0
8524 | 0.14 | 0.14 | 0.07 | 0.07 | 0 | 0 | 1.34 | 1.34 | 0 | 0
8525 | 0.14 | 0.14 | 0.07 | 0.07 | 0 | 0 | 0.54 | 0.54 | 0 | 0
8526 | 0.14 | 0.14 | 0.07 | 0.07 | 0 | 0 | 2.27 | 2.27 | 0 | 0
8527 | 0.18 | 0.18 | 0.09 | 0.09 | 0 | 0 | 2.95 | 2.95 | 10.76 | 10.76
8528 | 0.23 | 0.23 | 0.11 | 0.11 | 0 | 0 | 3.23 | 3.23 | 0 | 0
8529 | 0.28 | 0.28 | 0.14 | 0.14 | 0 | 0 | 3.1 | 3.1 | 0 | 0
8530 | 0.31 | 0.31 | 0.15 | 0.15 | 0 | 0 | 2.47 | 2.47 | 0 | 0
8531 | 0.34 | 0.34 | 0.16 | 0.16 | 0 | 0 | 1.84 | 1.84 | 0 | 0
8532 | 0.29 | 0.29 | 0.14 | 0.14 | 0 | 0 | 0.74 | 0.74 | 0 | 0
8533 | 0.92 | 0.92 | 0.45 | 0.45 | 0 | 0 | 0.3 | 0.3 | 0 | 0
8534 | 0.4 | 0.4 | 0.19 | 0.19 | 0 | 0 | 0.12 | 0.12 | 0 | 0
8535 | 0.32 | 0.32 | 0.16 | 0.16 | 0 | 0 | 0.82 | 0.82 | 0 | 0
8536 | 0.54 | 0.54 | 0.26 | 0.26 | 0 | 0 | 1.59 | 1.59 | 0 | 0
8537 | 0.47 | 0.47 | 0.23 | 0.23 | 0 | 0 | 2.61 | 2.61 | 0 | 0
8538 | 0.63 | 0.63 | 0.31 | 0.31 | 0 | 0 | 3 | 3 | 0 | 0
8539 | 0.41 | 0.41 | 0.2 | 0.2 | 5.8377 | 5.8377 | 3.16 | 3.16 | 0 | 0
8540 | 0.34 | 0.34 | 0.16 | 0.16 | 0 | 0 | 3.25 | 3.25 | 0 | 0
8541 | 0.28 | 0.28 | 0.14 | 0.14 | 0 | 0 | 3.29 | 3.29 | 0 | 0
8542 | 0.94 | 0.94 | 0.46 | 0.46 | 0 | 0 | 3.31 | 3.31 | 0 | 0
8543 | 0.59 | 0.59 | 0.28 | 0.28 | 0 | 0 | 3.33 | 3.33 | 0 | 0
8544 | 0.29 | 0.29 | 0.14 | 0.14 | 0 | 0 | 3.37 | 3.37 | 0 | 0
8545 | 0.22 | 0.22 | 0.11 | 0.11 | 0 | 0 | 3.42 | 3.42 | 0 | 0
8546 | 0.2 | 0.2 | 0.1 | 0.1 | 0 | 0 | 3.45 | 3.45 | 0 | 0
8547 | 0.2 | 0.2 | 0.1 | 0.1 | 0 | 0 | 1.38 | 1.38 | 0 | 0
8548 | 0.16 | 0.16 | 0.08 | 0.08 | 0 | 0 | 0.56 | 0.56 | 0 | 0
8549 | 0.16 | 0.16 | 0.08 | 0.08 | 0 | 0 | 0.23 | 0.23 | 0 | 0
8550 | 0.15 | 0.15 | 0.07 | 0.07 | 0 | 0 | 2.17 | 2.17 | 0 | 0
8551 | 0.15 | 0.15 | 0.07 | 0.07 | 0 | 0 | 2.93 | 2.93 | 0 | 0
8552 | 0.48 | 0.48 | 0.23 | 0.23 | 0 | 0 | 3.26 | 3.26 | 10.03 | 10.03
8553 | 1.06 | 1.06 | 0.51 | 0.51 | 0 | 0 | 3.18 | 3.18 | 0 | 0
8554 | 1 | 1 | 0.48 | 0.48 | 0 | 0 | 1.28 | 1.28 | 0 | 0
8555 | 0.37 | 0.37 | 0.18 | 0.18 | 0 | 0 | 1.62 | 1.62 | 0 | 0
8556 | 0.37 | 0.37 | 0.18 | 0.18 | 0 | 0 | 0.65 | 0.65 | 0 | 0
8557 | 0.41 | 0.41 | 0.2 | 0.2 | 0 | 0 | 0.85 | 0.85 | 0 | 0
8558 | 0.37 | 0.37 | 0.18 | 0.18 | 0 | 0 | 0.34 | 0.34 | 0 | 0
8559 | 0.51 | 0.51 | 0.24 | 0.24 | 0 | 0 | 0.95 | 0.95 | 0 | 0
8560 | 0.64 | 0.64 | 0.31 | 0.31 | 0 | 0 | 1.51 | 1.51 | 0 | 0
8561 | 0.81 | 0.81 | 0.39 | 0.39 | 0 | 0 | 0.61 | 0.61 | 0 | 0
8562 | 0.85 | 0.85 | 0.41 | 0.41 | 0 | 0 | 2.06 | 2.06 | 0 | 0
8563 | 0.57 | 0.57 | 0.28 | 0.28 | 0 | 0 | 2.68 | 2.68 | 0 | 0
8564 | 0.38 | 0.38 | 0.18 | 0.18 | 0 | 0 | 2.98 | 2.98 | 0 | 0
8565 | 0.29 | 0.29 | 0.14 | 0.14 | 0 | 0 | 3.12 | 3.12 | 0 | 0
8566 | 0.21 | 0.21 | 0.1 | 0.1 | 0 | 0 | 3.22 | 3.22 | 0 | 0
8567 | 0.19 | 0.19 | 0.09 | 0.09 | 0 | 0 | 3.32 | 3.32 | 0 | 0
8568 | 0.18 | 0.18 | 0.09 | 0.09 | 0 | 0 | 1.33 | 1.33 | 0 | 0
8569 | 0.16 | 0.16 | 0.08 | 0.08 | 0 | 0 | 2.63 | 2.63 | 0 | 0
8570 | 0.16 | 0.16 | 0.08 | 0.08 | 0 | 0 | 3.17 | 3.17 | 0 | 0
8571 | 0.15 | 0.15 | 0.07 | 0.07 | 0 | 0 | 1.27 | 1.27 | 0 | 0
8572 | 0.17 | 0.17 | 0.08 | 0.08 | 0 | 0 | 2.62 | 2.62 | 0 | 0
8573 | 0.17 | 0.17 | 0.08 | 0.08 | 0 | 0 | 3.1 | 3.1 | 0 | 0
8574 | 0.23 | 0.23 | 0.11 | 0.11 | 0 | 0 | 1.24 | 1.24 | 0 | 0
8575 | 0.24 | 0.24 | 0.12 | 0.12 | 0 | 0 | 2.41 | 2.41 | 0 | 0
8576 | 0.3 | 0.3 | 0.14 | 0.14 | 0 | 0 | 2.82 | 2.82 | 11.72 | 11.72
8577 | 0.47 | 0.47 | 0.23 | 0.23 | 0 | 0 | 1.13 | 1.13 | 0 | 0
8578 | 0.28 | 0.28 | 0.14 | 0.14 | 0 | 0 | 1.7 | 1.7 | 0 | 0
8579 | 0.27 | 0.27 | 0.13 | 0.13 | 0 | 0 | 0.68 | 0.68 | 0 | 0
8580 | 0.26 | 0.26 | 0.12 | 0.12 | 0 | 0 | 0.55 | 0.55 | 0 | 0
8581 | 0.26 | 0.26 | 0.13 | 0.13 | 0 | 0 | 0.22 | 0.22 | 0 | 0
8582 | 0.27 | 0.27 | 0.13 | 0.13 | 0 | 0 | 0.29 | 0.29 | 0 | 0
8583 | 0.27 | 0.27 | 0.13 | 0.13 | 0 | 0 | 0.12 | 0.12 | 0 | 0
8584 | 0.4 | 0.4 | 0.19 | 0.19 | 0 | 0 | 0.92 | 0.92 | 0 | 0
8585 | 0.54 | 0.54 | 0.26 | 0.26 | 0 | 0 | 0.37 | 0.37 | 0 | 0
8586 | 0.59 | 0.59 | 0.29 | 0.29 | 0 | 0 | 1.79 | 1.79 | 0 | 0
8587 | 0.45 | 0.45 | 0.22 | 0.22 | 0 | 0 | 2.34 | 2.34 | 0 | 0
8588 | 0.32 | 0.32 | 0.15 | 0.15 | 2.2153 | 2.2153 | 2.59 | 2.59 | 0 | 0
8589 | 0.32 | 0.32 | 0.15 | 0.15 | 0 | 0 | 2.71 | 2.71 | 0 | 0
8590 | 0.31 | 0.31 | 0.15 | 0.15 | 0 | 0 | 2.78 | 2.78 | 0 | 0
8591 | 0.27 | 0.27 | 0.13 | 0.13 | 0 | 0 | 2.82 | 2.82 | 0 | 0
8592 | 0.21 | 0.21 | 0.1 | 0.1 | 0 | 0 | 2.84 | 2.84 | 0 | 0
8593 | 0.19 | 0.19 | 0.09 | 0.09 | 0 | 0 | 1.14 | 1.14 | 0 | 0
8594 | 0.19 | 0.19 | 0.09 | 0.09 | 1.2792 | 1.2792 | 2.17 | 2.17 | 0 | 0
8595 | 0.16 | 0.16 | 0.08 | 0.08 | 0 | 0 | 0.87 | 0.87 | 0 | 0
8596 | 0.12 | 0.12 | 0.06 | 0.06 | 0 | 0 | 2.03 | 2.03 | 0 | 0
8597 | 0.19 | 0.19 | 0.09 | 0.09 | 0 | 0 | 2.48 | 2.48 | 0 | 0
8598 | 0.21 | 0.21 | 0.1 | 0.1 | 0 | 0 | 1 | 1 | 0 | 0
8599 | 0.13 | 0.13 | 0.06 | 0.06 | 0 | 0 | 2.05 | 2.05 | 0 | 0
8600 | 0.19 | 0.19 | 0.09 | 0.09 | 0 | 0 | 2.47 | 2.47 | 0 | 0
8601 | 0.24 | 0.24 | 0.11 | 0.11 | 0 | 0 | 2.66 | 2.66 | 0 | 0
8602 | 0.19 | 0.19 | 0.09 | 0.09 | 0 | 0 | 2.63 | 2.63 | 0 | 0
8603 | 0.18 | 0.18 | 0.09 | 0.09 | 0 | 0 | 2.38 | 2.38 | 0 | 0
8604 | 0.18 | 0.18 | 0.09 | 0.09 | 0 | 0 | 1.91 | 1.91 | 0 | 0
8605 | 0.19 | 0.19 | 0.09 | 0.09 | 0 | 0 | 1.38 | 1.38 | 0 | 0
8606 | 0.26 | 0.26 | 0.12 | 0.12 | 0 | 0 | 0.96 | 0.96 | 0 | 0
8607 | 0.34 | 0.34 | 0.16 | 0.16 | 0 | 0 | 0.86 | 0.86 | 0 | 0
8608 | 0.3 | 0.3 | 0.14 | 0.14 | 0 | 0 | 1.05 | 1.05 | 0 | 0
8609 | 0.38 | 0.38 | 0.18 | 0.18 | 1.1238 | 1.1238 | 1.85 | 1.85 | 0 | 0
8610 | 0.27 | 0.27 | 0.13 | 0.13 | 0 | 0 | 2.18 | 2.18 | 0 | 0
8611 | 0.31 | 0.31 | 0.15 | 0.15 | 0 | 0 | 2.31 | 2.31 | 0 | 0
8612 | 0.37 | 0.37 | 0.18 | 0.18 | 0 | 0 | 2.36 | 2.36 | 0 | 0
8613 | 0.22 | 0.22 | 0.11 | 0.11 | 0 | 0 | 2.4 | 2.4 | 0 | 0
8614 | 0.5 | 0.5 | 0.24 | 0.24 | 0 | 0 | 2.44 | 2.44 | 0 | 0
8615 | 0.37 | 0.37 | 0.18 | 0.18 | 0 | 0 | 2.49 | 2.49 | 0 | 0
8616 | 0.17 | 0.17 | 0.08 | 0.08 | 0 | 0 | 2.51 | 2.51 | 0 | 0
8617 | 0.12 | 0.12 | 0.06 | 0.06 | 0 | 0 | 2.5 | 2.5 | 0 | 0
8618 | 0.07 | 0.07 | 0.04 | 0.04 | 0 | 0 | 1 | 1 | 0 | 0
8619 | 0.09 | 0.09 | 0.04 | 0.04 | 0 | 0 | 0.4 | 0.4 | 0 | 0
8620 | 0.08 | 0.08 | 0.04 | 0.04 | 0 | 0 | 0.16 | 0.16 | 0 | 0
8621 | 0.08 | 0.08 | 0.04 | 0.04 | 0 | 0 | 1.56 | 1.56 | 0 | 0
8622 | 0.17 | 0.17 | 0.08 | 0.08 | 0 | 0 | 2.11 | 2.11 | 0 | 0
8623 | 0.19 | 0.19 | 0.09 | 0.09 | 0 | 0 | 2.35 | 2.35 | 0 | 0
8624 | 0.3 | 0.3 | 0.15 | 0.15 | 0 | 0 | 2.46 | 2.46 | 0 | 0
8625 | 0.27 | 0.27 | 0.13 | 0.13 | 0 | 0 | 2.26 | 2.26 | 0 | 0
8626 | 0.28 | 0.28 | 0.14 | 0.14 | 0 | 0 | 1.87 | 1.87 | 0 | 0
8627 | 0.15 | 0.15 | 0.07 | 0.07 | 0 | 0 | 1.6 | 1.6 | 0 | 0
8628 | 0.1 | 0.1 | 0.05 | 0.05 | 0 | 0 | 1.47 | 1.47 | 0 | 0
8629 | 0.11 | 0.11 | 0.05 | 0.05 | 0 | 0 | 1.43 | 1.43 | 0 | 0
8630 | 0.25 | 0.25 | 0.12 | 0.12 | 0 | 0 | 1.16 | 1.16 | 0 | 0
8631 | 0.44 | 0.44 | 0.21 | 0.21 | 0 | 0 | 1.21 | 1.21 | 0 | 0
8632 | 0.36 | 0.36 | 0.17 | 0.17 | 0 | 0 | 1.6 | 1.6 | 0 | 0
8633 | 0.49 | 0.49 | 0.24 | 0.24 | 0 | 0 | 1.96 | 1.96 | 0 | 0
8634 | 0.32 | 0.32 | 0.15 | 0.15 | 1.0812 | 1.0812 | 2.11 | 2.11 | 0 | 0
8635 | 0.23 | 0.23 | 0.11 | 0.11 | 0 | 0 | 2.25 | 2.25 | 0 | 0
8636 | 0.22 | 0.22 | 0.1 | 0.1 | 0 | 0 | 2.3 | 2.3 | 9.81 | 9.81
8637 | 0.38 | 0.38 | 0.19 | 0.19 | 0 | 0 | 2.25 | 2.25 | 0 | 0
8638 | 1.16 | 1.16 | 0.56 | 0.56 | 0 | 0 | 2.21 | 2.21 | 0 | 0
8639 | 0.35 | 0.35 | 0.17 | 0.17 | 0 | 0 | 2.23 | 2.23 | 0 | 0
8640 | 0.18 | 0.18 | 0.09 | 0.09 | 0 | 0 | 2.17 | 2.17 | 0 | 0
8641 | 0.16 | 0.16 | 0.08 | 0.08 | 0 | 0 | 0.87 | 0.87 | 0 | 0
8642 | 0.17 | 0.17 | 0.08 | 0.08 | 0 | 0 | 0.35 | 0.35 | 0 | 0
8643 | 0.15 | 0.15 | 0.07 | 0.07 | 0 | 0 | 1.47 | 1.47 | 0 | 0
8644 | 0.15 | 0.15 | 0.07 | 0.07 | 0 | 0 | 0.59 | 0.59 | 0 | 0
8645 | 0.11 | 0.11 | 0.05 | 0.05 | 0 | 0 | 1.61 | 1.61 | 0 | 0
8646 | 0.09 | 0.09 | 0.05 | 0.05 | 0 | 0 | 1.97 | 1.97 | 0 | 0
8647 | 0.13 | 0.13 | 0.06 | 0.06 | 0 | 0 | 2.16 | 2.16 | 0 | 0
8648 | 0.18 | 0.18 | 0.09 | 0.09 | 0 | 0 | 2.27 | 2.27 | 10.8 | 10.8
8649 | 0.27 | 0.27 | 0.13 | 0.13 | 0 | 0 | 2.17 | 2.17 | 0 | 0
8650 | 0.7 | 0.7 | 0.34 | 0.34 | 0 | 0 | 0.87 | 0.87 | 0 | 0
8651 | 0.64 | 0.64 | 0.31 | 0.31 | 0 | 0 | 1.1 | 1.1 | 0 | 0
8652 | 0.55 | 0.55 | 0.27 | 0.27 | 0 | 0 | 0.44 | 0.44 | 0 | 0
8653 | 0.73 | 0.73 | 0.36 | 0.36 | 0 | 0 | 0.18 | 0.18 | 0 | 0
8654 | 0.71 | 0.71 | 0.34 | 0.34 | 0 | 0 | 0.08 | 0.08 | 0 | 0
8655 | 0.38 | 0.38 | 0.18 | 0.18 | 0 | 0 | 0.03 | 0.03 | 0 | 0
8656 | 0.75 | 0.75 | 0.36 | 0.36 | 0 | 0 | 0.02 | 0.02 | 0 | 0
8657 | 0.59 | 0.59 | 0.28 | 0.28 | 0 | 0 | 1.23 | 1.23 | 0 | 0
8658 | 0.43 | 0.43 | 0.21 | 0.21 | 0 | 0 | 1.8 | 1.8 | 0 | 0
8659 | 0.57 | 0.57 | 0.28 | 0.28 | 0 | 0 | 2.07 | 2.07 | 0 | 0
8660 | 0.33 | 0.33 | 0.16 | 0.16 | 0 | 0 | 2.22 | 2.22 | 0 | 0
8661 | 0.29 | 0.29 | 0.14 | 0.14 | 0 | 0 | 2.3 | 2.3 | 0 | 0
8662 | 0.31 | 0.31 | 0.15 | 0.15 | 0.618 | 0.618 | 2.39 | 2.39 | 0 | 0
8663 | 0.24 | 0.24 | 0.12 | 0.12 | 0 | 0 | 2.5 | 2.5 | 0 | 0
8664 | 0.23 | 0.23 | 0.11 | 0.11 | 0 | 0 | 2.64 | 2.64 | 0 | 0
8665 | 0.2 | 0.2 | 0.1 | 0.1 | 0 | 0 | 2.74 | 2.74 | 0 | 0
8666 | 0.16 | 0.16 | 0.08 | 0.08 | 0 | 0 | 1.1 | 1.1 | 0 | 0
8667 | 0.11 | 0.11 | 0.06 | 0.06 | 0 | 0 | 2.25 | 2.25 | 0 | 0
8668 | 0.09 | 0.09 | 0.05 | 0.05 | 0 | 0 | 2.73 | 2.73 | 0 | 0
8669 | 0.1 | 0.1 | 0.05 | 0.05 | 0 | 0 | 1.09 | 1.09 | 0 | 0
8670 | 0.09 | 0.09 | 0.04 | 0.04 | 0 | 0 | 0.44 | 0.44 | 0 | 0
8671 | 0.1 | 0.1 | 0.05 | 0.05 | 0 | 0 | 2.07 | 2.07 | 0 | 0
8672 | 0.4 | 0.4 | 0.19 | 0.19 | 0 | 0 | 2.7 | 2.7 | 0 | 0
8673 | 0.67 | 0.67 | 0.33 | 0.33 | 0 | 0 | 2.58 | 2.58 | 0 | 0
8674 | 1.55 | 1.55 | 0.75 | 0.75 | 0 | 0 | 2.17 | 2.17 | 0 | 0
8675 | 0.51 | 0.51 | 0.25 | 0.25 | 0 | 0 | 1.54 | 1.54 | 0 | 0
8676 | 0.3 | 0.3 | 0.14 | 0.14 | 0 | 0 | 0.99 | 0.99 | 0 | 0
8677 | 0.24 | 0.24 | 0.12 | 0.12 | 0 | 0 | 0.7 | 0.7 | 0 | 0
8678 | 0.37 | 0.37 | 0.18 | 0.18 | 0 | 0 | 0.28 | 0.28 | 0 | 0
8679 | 0.3 | 0.3 | 0.14 | 0.14 | 0 | 0 | 0.12 | 0.12 | 0 | 0
8680 | 0.38 | 0.38 | 0.18 | 0.18 | 0 | 0 | 1.75 | 1.75 | 0 | 0
8681 | 0.44 | 0.44 | 0.22 | 0.22 | 0 | 0 | 2.38 | 2.38 | 0 | 0
8682 | 0.28 | 0.28 | 0.14 | 0.14 | 0 | 0 | 2.67 | 2.67 | 0 | 0
8683 | 0.25 | 0.25 | 0.12 | 0.12 | 0 | 0 | 2.8 | 2.8 | 0 | 0
8684 | 0.21 | 0.21 | 0.1 | 0.1 | 0 | 0 | 2.87 | 2.87 | 0 | 0
8685 | 0.21 | 0.21 | 0.1 | 0.1 | 0 | 0 | 2.9 | 2.9 | 0 | 0
8686 | 0.17 | 0.17 | 0.08 | 0.08 | 0 | 0 | 2.92 | 2.92 | 0 | 0
8687 | 0.45 | 0.45 | 0.22 | 0.22 | 9.9 | 9.9 | 2.93 | 2.93 | 0 | 0
8688 | 0.33 | 0.33 | 0.16 | 0.16 | 8.9898 | 8.9898 | 1.18 | 1.18 | 0 | 0
8689 | 0.09 | 0.09 | 0.04 | 0.04 | 0 | 0 | 0.47 | 0.47 | 0 | 0
8690 | 0.11 | 0.11 | 0.05 | 0.05 | 0 | 0 | 1.96 | 1.96 | 0 | 0
8691 | 0.08 | 0.08 | 0.04 | 0.04 | 0 | 0 | 0.79 | 0.79 | 0 | 0
8692 | 0.07 | 0.07 | 0.04 | 0.04 | 0 | 0 | 2.06 | 2.06 | 0 | 0
8693 | 0.08 | 0.08 | 0.04 | 0.04 | 0 | 0 | 2.56 | 2.56 | 0 | 0
8694 | 0.09 | 0.09 | 0.04 | 0.04 | 0 | 0 | 2.75 | 2.75 | 0 | 0
8695 | 0.23 | 0.23 | 0.11 | 0.11 | 0 | 0 | 2.84 | 2.84 | 0 | 0
8696 | 0.25 | 0.25 | 0.12 | 0.12 | 0 | 0 | 2.88 | 2.88 | 0 | 0
8697 | 0.35 | 0.35 | 0.17 | 0.17 | 0 | 0 | 1.15 | 1.15 | 0 | 0
8698 | 0.45 | 0.45 | 0.22 | 0.22 | 0 | 0 | 1.29 | 1.29 | 0 | 0
8699 | 0.27 | 0.27 | 0.13 | 0.13 | 0 | 0 | 0.52 | 0.52 | 0 | 0
8700 | 0.21 | 0.21 | 0.1 | 0.1 | 0 | 0 | 0.21 | 0.21 | 0 | 0
8701 | 0.23 | 0.23 | 0.11 | 0.11 | 0 | 0 | 0.27 | 0.27 | 0 | 0
8702 | 0.25 | 0.25 | 0.12 | 0.12 | 0 | 0 | 0.4 | 0.4 | 0 | 0
8703 | 0.3 | 0.3 | 0.14 | 0.14 | 0 | 0 | 0.57 | 0.57 | 0 | 0
8704 | 0.89 | 0.89 | 0.43 | 0.43 | 0 | 0 | 1.3 | 1.3 | 0 | 0
8705 | 0.86 | 0.86 | 0.42 | 0.42 | 0 | 0 | 0.52 | 0.52 | 0 | 0
8706 | 0.5 | 0.5 | 0.24 | 0.24 | 0 | 0 | 1.99 | 1.99 | 0 | 0
8707 | 0.26 | 0.26 | 0.13 | 0.13 | 0 | 0 | 2.64 | 2.64 | 0 | 0
8708 | 0.24 | 0.24 | 0.12 | 0.12 | 0 | 0 | 2.97 | 2.97 | 10.67 | 10.67
8709 | 0.25 | 0.25 | 0.12 | 0.12 | 0 | 0 | 3.13 | 3.13 | 0 | 0
8710 | 0.22 | 0.22 | 0.11 | 0.11 | 0 | 0 | 3.22 | 3.22 | 0 | 0
8711 | 0.17 | 0.17 | 0.08 | 0.08 | 0 | 0 | 3.25 | 3.25 | 0 | 0
8712 | 0.16 | 0.16 | 0.08 | 0.08 | 2.1981 | 2.1981 | 3.33 | 3.33 | 0 | 0
8713 | 0.1 | 0.1 | 0.05 | 0.05 | 0 | 0 | 3.42 | 3.42 | 0 | 0
8714 | 0.09 | 0.09 | 0.04 | 0.04 | 0 | 0 | 1.37 | 1.37 | 0 | 0
8715 | 0.12 | 0.12 | 0.06 | 0.06 | 0 | 0 | 2.72 | 2.72 | 0 | 0
8716 | 0.11 | 0.11 | 0.05 | 0.05 | 0 | 0 | 1.09 | 1.09 | 0 | 0
8717 | 0.1 | 0.1 | 0.05 | 0.05 | 0 | 0 | 0.44 | 0.44 | 0 | 0
8718 | 0.11 | 0.11 | 0.05 | 0.05 | 0 | 0 | 2.34 | 2.34 | 0 | 0
8719 | 0.14 | 0.14 | 0.07 | 0.07 | 0 | 0 | 3.05 | 3.05 | 0 | 0
8720 | 0.34 | 0.34 | 0.17 | 0.17 | 0 | 0 | 3.35 | 3.35 | 0 | 0
8721 | 0.99 | 0.99 | 0.48 | 0.48 | 0 | 0 | 3.32 | 3.32 | 9.93 | 9.93
8722 | 0.41 | 0.41 | 0.2 | 0.2 | 0 | 0 | 1.33 | 1.33 | 0 | 0
8723 | 0.25 | 0.25 | 0.12 | 0.12 | 0 | 0 | 0.54 | 0.54 | 0 | 0
8724 | 0.31 | 0.31 | 0.15 | 0.15 | 0 | 0 | 1.37 | 1.37 | 0 | 0
8725 | 0.21 | 0.21 | 0.1 | 0.1 | 0 | 0 | 1.52 | 1.52 | 0 | 0
8726 | 0.35 | 0.35 | 0.17 | 0.17 | 0 | 0 | 1.46 | 1.46 | 0 | 0
8727 | 0.41 | 0.41 | 0.2 | 0.2 | 0 | 0 | 0.59 | 0.59 | 0 | 0
8728 | 0.34 | 0.34 | 0.17 | 0.17 | 0 | 0 | 0.24 | 0.24 | 0 | 0
8729 | 0.43 | 0.43 | 0.21 | 0.21 | 0 | 0 | 1.76 | 1.76 | 0 | 0
8730 | 0.37 | 0.37 | 0.18 | 0.18 | 0 | 0 | 2.4 | 2.4 | 0 | 0
8731 | 0.33 | 0.33 | 0.16 | 0.16 | 0 | 0 | 2.74 | 2.74 | 0 | 0
8732 | 0.26 | 0.26 | 0.12 | 0.12 | 0 | 0 | 2.94 | 2.94 | 0 | 0
8733 | 0.54 | 0.54 | 0.26 | 0.26 | 0 | 0 | 3.06 | 3.06 | 0 | 0
8734 | 0.34 | 0.34 | 0.17 | 0.17 | 0 | 0 | 3.2 | 3.2 | 0 | 0
8735 | 0.15 | 0.15 | 0.07 | 0.07 | 0 | 0 | 3.33 | 3.33 | 0 | 0
8736 | 0.17 | 0.17 | 0.08 | 0.08 | 0 | 0 | 3.45 | 3.45 | 0 | 0
8737 | 0.15 | 0.15 | 0.07 | 0.07 | 0 | 0 | 1.38 | 1.38 | 0 | 0
8738 | 0.15 | 0.15 | 0.07 | 0.07 | 0 | 0 | 2.78 | 2.78 | 0 | 0
8739 | 0.14 | 0.14 | 0.07 | 0.07 | 0 | 0 | 1.12 | 1.12 | 0 | 0
8740 | 0.14 | 0.14 | 0.07 | 0.07 | 0 | 0 | 2.71 | 2.71 | 0 | 0
8741 | 0.14 | 0.14 | 0.07 | 0.07 | 0 | 0 | 1.09 | 1.09 | 0 | 0
8742 | 0.08 | 0.08 | 0.04 | 0.04 | 0 | 0 | 2.75 | 2.75 | 0 | 0
8743 | 0.19 | 0.19 | 0.09 | 0.09 | 0 | 0 | 3.41 | 3.41 | 0 | 0
8744 | 0.12 | 0.12 | 0.06 | 0.06 | 0 | 0 | 3.68 | 3.68 | 0 | 0
8745 | 0.17 | 0.17 | 0.08 | 0.08 | 0 | 0 | 3.47 | 3.47 | 0 | 0
8746 | 0.24 | 0.24 | 0.11 | 0.11 | 0 | 0 | 2.98 | 2.98 | 0 | 0
8747 | 0.16 | 0.16 | 0.08 | 0.08 | 0 | 0 | 2.39 | 2.39 | 0 | 0
8748 | 0.18 | 0.18 | 0.09 | 0.09 | 0 | 0 | 1.72 | 1.72 | 0 | 0
8749 | 0.18 | 0.18 | 0.09 | 0.09 | 0 | 0 | 0.69 | 0.69 | 0 | 0
8750 | 0.18 | 0.18 | 0.09 | 0.09 | 0 | 0 | 0.69 | 0.69 | 0 | 0
8751 | 0.19 | 0.19 | 0.09 | 0.09 | 0 | 0 | 0.28 | 0.28 | 0 | 0
8752 | 0.3 | 0.3 | 0.14 | 0.14 | 0 | 0 | 1.17 | 1.17 | 0 | 0
8753 | 0.32 | 0.32 | 0.16 | 0.16 | 0 | 0 | 0.47 | 0.47 | 0 | 0
8754 | 0.26 | 0.26 | 0.12 | 0.12 | 0 | 0 | 0.19 | 0.19 | 0 | 0
8755 | 0.32 | 0.32 | 0.15 | 0.15 | 1.8305 | 1.8305 | 2.1 | 2.1 | 0 | 0
8756 | 0.24 | 0.24 | 0.11 | 0.11 | 0 | 0 | 2.9 | 2.9 | 0 | 0
8757 | 0.23 | 0.23 | 0.11 | 0.11 | 0 | 0 | 3.26 | 3.26 | 0 | 0
8758 | 0.77 | 0.77 | 0.37 | 0.37 | 0 | 0 | 3.47 | 3.47 | 0 | 0
8759 | 0.39 | 0.39 | 0.19 | 0.19 | 0 | 0 | 3.62 | 3.62 | 0 | 0
8760 | 0.22 | 0.22 | 0.11 | 0.11 | 0 | 0 | 1.45 | 1.45 | 0 | 0

## SupIm
t | Consumer Nodebus 137.solar | Consumer Nodebus 142.solar
0 | 0 | 0
1 | 0 | 0
2 | 0 | 0
3 | 0 | 0
4 | 0 | 0
5 | 0 | 0
6 | 0 | 0
7 | 0 | 0
8 | 0.0039035 | 0.0039035
9 | 0.036562 | 0.036562
10 | 0.084991 | 0.084991
11 | 0.12182 | 0.12182
12 | 0.14609 | 0.14609
13 | 0.14869 | 0.14869
14 | 0.10893 | 0.10893
15 | 0.037445 | 0.037445
16 | 0.00014164 | 0.00014164
17 | 0 | 0
18 | 0 | 0
19 | 0 | 0
20 | 0 | 0
21 | 0 | 0
22 | 0 | 0
23 | 0 | 0
24 | 0 | 0
25 | 0 | 0
26 | 0 | 0
27 | 0 | 0
28 | 0 | 0
29 | 0 | 0
30 | 0 | 0
31 | 0 | 0
32 | 0.009378 | 0.009378
33 | 0.053479 | 0.053479
34 | 0.091064 | 0.091064
35 | 0.11255 | 0.11255
36 | 0.10495 | 0.10495
37 | 0.080549 | 0.080549
38 | 0.048177 | 0.048177
39 | 0.013667 | 0.013667
40 | 0 | 0
41 | 0 | 0
42 | 0 | 0
43 | 0 | 0
44 | 0 | 0
45 | 0 | 0
46 | 0 | 0
47 | 0 | 0
48 | 0 | 0
49 | 0 | 0
50 | 0 | 0
51 | 0 | 0
52 | 0 | 0
53 | 0 | 0
54 | 0 | 0
55 | 0 | 0
56 | 0.0027105 | 0.0027105
57 | 0.028372 | 0.028372
58 | 0.061869 | 0.061869
59 | 0.087342 | 0.087342
60 | 0.096954 | 0.096954
61 | 0.09271 | 0.09271
62 | 0.07164 | 0.07164
63 | 0.029687 | 0.029687
64 | 0.00014164 | 0.00014164
65 | 0 | 0
66 | 0 | 0
67 | 0 | 0
68 | 0 | 0
69 | 0 | 0
70 | 0 | 0
71 | 0 | 0
72 | 0 | 0
73 | 0 | 0
74 | 0 | 0
75 | 0 | 0
76 | 0 | 0
77 | 0 | 0
78 | 0 | 0
79 | 0 | 0
80 | 0.0032727 | 0.0032727
81 | 0.028311 | 0.028311
82 | 0.05107 | 0.05107
83 | 0.064261 | 0.064261
84 | 0.069381 | 0.069381
85 | 0.069854 | 0.069854
86 | 0.050346 | 0.050346
87 | 0.016164 | 0.016164
88 | 0 | 0
89 | 0 | 0
90 | 0 | 0
91 | 0 | 0
92 | 0 | 0
93 | 0 | 0
94 | 0 | 0
95 | 0 | 0
96 | 0 | 0
97 | 0 | 0
98 | 0 | 0
99 | 0 | 0
100 | 0 | 0
101 | 0 | 0
102 | 0 | 0
103 | 0 | 0
104 | 0.00849 | 0.00849
105 | 0.047458 | 0.047458
106 | 0.087475 | 0.087475
107 | 0.13104 | 0.13104
108 | 0.15641 | 0.15641
109 | 0.14928 | 0.14928
110 | 0.094349 | 0.094349
111 | 0.029485 | 0.029485
112 | 0.00028328 | 0.00028328
113 | 0 | 0
114 | 0 | 0
115 | 0 | 0
116 | 0 | 0
117 | 0 | 0
118 | 0 | 0
119 | 0 | 0
120 | 0 | 0
121 | 0 | 0
122 | 0 | 0
123 | 0 | 0
124 | 0 | 0
125 | 0 | 0
126 | 0 | 0
127 | 0 | 0
128 | 0.0080368 | 0.0080368
129 | 0.058901 | 0.058901
130 | 0.12114 | 0.12114
131 | 0.17186 | 0.17186
132 | 0.18924 | 0.18924
133 | 0.15943 | 0.15943
134 | 0.097469 | 0.097469
135 | 0.03159 | 0.03159
136 | 0 | 0
137 | 0 | 0
138 | 0 | 0
139 | 0 | 0
140 | 0 | 0
141 | 0 | 0
142 | 0 | 0
143 | 0 | 0
144 | 0 | 0
145 | 0 | 0
146 | 0 | 0
147 | 0 | 0
148 | 0 | 0
149 | 0 | 0
150 | 0 | 0
151 | 0 | 0
152 | 0.015473 | 0.015473
153 | 0.08656 | 0.08656
154 | 0.16493 | 0.16493
155 | 0.19625 | 0.19625
156 | 0.17862 | 0.17862
157 | 0.11391 | 0.11391
158 | 0.053946 | 0.053946
159 | 0.01279 | 0.01279
160 | 0 | 0
161 | 0 | 0
162 | 0 | 0
163 | 0 | 0
164 | 0 | 0
165 | 0 | 0
166 | 0 | 0
167 | 0 | 0
168 | 0 | 0
169 | 0 | 0
170 | 0 | 0
171 | 0 | 0
172 | 0 | 0
173 | 0 | 0
174 | 0 | 0
175 | 0 | 0
176 | 0.011531 | 0.011531
177 | 0.06533 | 0.06533
178 | 0.14605 | 0.14605
179 | 0.22694 | 0.22694
180 | 0.29162 | 0.29162
181 | 0.28919 | 0.28919
182 | 0.21183 | 0.21183
183 | 0.081249 | 0.081249
184 | 0.00034453 | 0.00034453
185 | 0 | 0
186 | 0 | 0
187 | 0 | 0
188 | 0 | 0
189 | 0 | 0
190 | 0 | 0
191 | 0 | 0
192 | 0 | 0
193 | 0 | 0
194 | 0 | 0
195 | 0 | 0
196 | 0 | 0
197 | 0 | 0
198 | 0 | 0
199 | 0 | 0
200 | 0.0056424 | 0.0056424
201 | 0.034178 | 0.034178
202 | 0.070275 | 0.070275
203 | 0.10048 | 0.10048
204 | 0.10481 | 0.10481
205 | 0.086359 | 0.086359
206 | 0.049119 | 0.049119
207 | 0.013199 | 0.013199
208 | 0 | 0
209 | 0 | 0
210 | 0 | 0
211 | 0 | 0
212 | 0 | 0
213 | 0 | 0
214 | 0 | 0
215 | 0 | 0
216 | 0 | 0
217 | 0 | 0
218 | 0 | 0
219 | 0 | 0
220 | 0 | 0
221 | 0 | 0
222 | 0 | 0
223 | 0 | 0
224 | 0.017275 | 0.017275
225 | 0.051551 | 0.051551
226 | 0.061428 | 0.061428
227 | 0.14025 | 0.14025
228 | 0.23516 | 0.23516
229 | 0.1631 | 0.1631
230 | 0.064767 | 0.064767
231 | 0.023183 | 0.023183
232 | 0 | 0
233 | 0 | 0
234 | 0 | 0
235 | 0 | 0
236 | 0 | 0
237 | 0 | 0
238 | 0 | 0
239 | 0 | 0
240 | 0 | 0
241 | 0 | 0
242 | 0 | 0
243 | 0 | 0
244 | 0 | 0
245 | 0 | 0
246 | 0 | 0
247 | 0 | 0
248 | 0.0015653 | 0.0015653
249 | 0.023861 | 0.023861
250 | 0.078772 | 0.078772
251 | 0.10144 | 0.10144
252 | 0.060389 | 0.060389
253 | 0.045446 | 0.045446
254 | 0.026434 | 0.026434
255 | 0.010313 | 0.010313
256 | 0.00014164 | 0.00014164
257 | 0 | 0
258 | 0 | 0
259 | 0 | 0
260 | 0 | 0
261 | 0 | 0
262 | 0 | 0
263 | 0 | 0
264 | 0 | 0
265 | 0 | 0
266 | 0 | 0
267 | 0 | 0
268 | 0 | 0
269 | 0 | 0
270 | 0 | 0
271 | 0 | 0
272 | 0.008667 | 0.008667
273 | 0.044211 | 0.044211
274 | 0.061866 | 0.061866
275 | 0.067049 | 0.067049
276 | 0.077273 | 0.077273
277 | 0.083784 | 0.083784
278 | 0.069916 | 0.069916
279 | 0.027909 | 0.027909
280 | 0 | 0
281 | 0 | 0
282 | 0 | 0
283 | 0 | 0
284 | 0 | 0
285 | 0 | 0
286 | 0 | 0
287 | 0 | 0
288 | 0 | 0
289 | 0 | 0
290 | 0 | 0
291 | 0 | 0
292 | 0 | 0
293 | 0 | 0
294 | 0 | 0
295 | 0 | 0
296 | 0.0062432 | 0.0062432
297 | 0.028044 | 0.028044
298 | 0.057294 | 0.057294
299 | 0.092452 | 0.092452
300 | 0.11277 | 0.11277
301 | 0.11675 | 0.11675
302 | 0.094718 | 0.094718
303 | 0.041332 | 0.041332
304 | 0.00014164 | 0.00014164
305 | 0 | 0
306 | 0 | 0
307 | 0 | 0
308 | 0 | 0
309 | 0 | 0
310 | 0 | 0
311 | 0 | 0
312 | 0 | 0
313 | 0 | 0
314 | 0 | 0
315 | 0 | 0
316 | 0 | 0
317 | 0 | 0
318 | 0 | 0
319 | 0.00024849 | 0.00024849
320 | 0.071281 | 0.071281
321 | 0.22405 | 0.22405
322 | 0.3773 | 0.3773
323 | 0.46532 | 0.46532
324 | 0.4876 | 0.4876
325 | 0.43737 | 0.43737
326 | 0.32162 | 0.32162
327 | 0.14971 | 0.14971
328 | 0.0046794 | 0.0046794
329 | 0 | 0
330 | 0 | 0
331 | 0 | 0
332 | 0 | 0
333 | 0 | 0
334 | 0 | 0
335 | 0 | 0
336 | 0 | 0
337 | 0 | 0
338 | 0 | 0
339 | 0 | 0
340 | 0 | 0
341 | 0 | 0
342 | 0 | 0
343 | 0 | 0
344 | 0.029435 | 0.029435
345 | 0.081474 | 0.081474
346 | 0.10151 | 0.10151
347 | 0.10479 | 0.10479
348 | 0.095475 | 0.095475
349 | 0.077229 | 0.077229
350 | 0.048922 | 0.048922
351 | 0.016786 | 0.016786
352 | 0 | 0
353 | 0 | 0
354 | 0 | 0
355 | 0 | 0
356 | 0 | 0
357 | 0 | 0
358 | 0 | 0
359 | 0 | 0
360 | 0 | 0
361 | 0 | 0
362 | 0 | 0
363 | 0 | 0
364 | 0 | 0
365 | 0 | 0
366 | 0 | 0
367 | 0 | 0
368 | 0.042866 | 0.042866
369 | 0.16047 | 0.16047
370 | 0.26456 | 0.26456
371 | 0.26356 | 0.26356
372 | 0.22681 | 0.22681
373 | 0.17346 | 0.17346
374 | 0.10253 | 0.10253
375 | 0.038607 | 0.038607
376 | 0.00053177 | 0.00053177
377 | 0 | 0
378 | 0 | 0
379 | 0 | 0
380 | 0 | 0
381 | 0 | 0
382 | 0 | 0
383 | 0 | 0
384 | 0 | 0
385 | 0 | 0
386 | 0 | 0
387 | 0 | 0
388 | 0 | 0
389 | 0 | 0
390 | 0 | 0
391 | 0 | 0
392 | 0.012419 | 0.012419
393 | 0.059688 | 0.059688
394 | 0.11196 | 0.11196
395 | 0.13627 | 0.13627
396 | 0.14042 | 0.14042
397 | 0.13157 | 0.13157
398 | 0.090093 | 0.090093
399 | 0.036974 | 0.036974
400 | 0.00038349 | 0.00038349
401 | 0 | 0
402 | 0 | 0
403 | 0 | 0
404 | 0 | 0
405 | 0 | 0
406 | 0 | 0
407 | 0 | 0
408 | 0 | 0
409 | 0 | 0
410 | 0 | 0
411 | 0 | 0
412 | 0 | 0
413 | 0 | 0
414 | 0 | 0
415 | 0 | 0
416 | 0.052122 | 0.052122
417 | 0.18491 | 0.18491
418 | 0.36674 | 0.36674
419 | 0.46201 | 0.46201
420 | 0.48652 | 0.48652
421 | 0.45144 | 0.45144
422 | 0.34706 | 0.34706
423 | 0.1797 | 0.1797
424 | 0.014055 | 0.014055
425 | 0 | 0
426 | 0 | 0
427 | 0 | 0
428 | 0 | 0
429 | 0 | 0
430 | 0 | 0
431 | 0 | 0
432 | 0 | 0
433 | 0 | 0
434 | 0 | 0
435 | 0 | 0
436 | 0 | 0
437 | 0 | 0
438 | 0 | 0
439 | 0 | 0
440 | 0.052817 | 0.052817
441 | 0.1886 | 0.1886
442 | 0.32504 | 0.32504
443 | 0.39789 | 0.39789
444 | 0.41414 | 0.41414
445 | 0.37634 | 0.37634
446 | 0.28318 | 0.28318
447 | 0.13878 | 0.13878
448 | 0.0080451 | 0.0080451
449 | 0 | 0
450 | 0 | 0
451 | 0 | 0
452 | 0 | 0
453 | 0 | 0
454 | 0 | 0
455 | 0 | 0
456 | 0 | 0
457 | 0 | 0
458 | 0 | 0
459 | 0 | 0
460 | 0 | 0
461 | 0 | 0
462 | 0 | 0
463 | 0 | 0
464 | 0.032895 | 0.032895
465 | 0.12639 | 0.12639
466 | 0.22911 | 0.22911
467 | 0.30326 | 0.30326
468 | 0.31929 | 0.31929
469 | 0.28625 | 0.28625
470 | 0.19694 | 0.19694
471 | 0.084247 | 0.084247
472 | 0.0054003 | 0.0054003
473 | 0 | 0
474 | 0 | 0
475 | 0 | 0
476 | 0 | 0
477 | 0 | 0
478 | 0 | 0
479 | 0 | 0
480 | 0 | 0
481 | 0 | 0
482 | 0 | 0
483 | 0 | 0
484 | 0 | 0
485 | 0 | 0
486 | 0 | 0
487 | 0.00013737 | 0.00013737
488 | 0.05283 | 0.05283
489 | 0.18409 | 0.18409
490 | 0.33799 | 0.33799
491 | 0.44145 | 0.44145
492 | 0.46347 | 0.46347
493 | 0.42435 | 0.42435
494 | 0.3301 | 0.3301
495 | 0.17751 | 0.17751
496 | 0.018398 | 0.018398
497 | 0 | 0
498 | 0 | 0
499 | 0 | 0
500 | 0 | 0
501 | 0 | 0
502 | 0 | 0
503 | 0 | 0
504 | 0 | 0
505 | 0 | 0
506 | 0 | 0
507 | 0 | 0
508 | 0 | 0
509 | 0 | 0
510 | 0 | 0
511 | 0 | 0
512 | 0.10024 | 0.10024
513 | 0.26151 | 0.26151
514 | 0.42064 | 0.42064
515 | 0.50866 | 0.50866
516 | 0.54476 | 0.54476
517 | 0.49991 | 0.49991
518 | 0.3917 | 0.3917
519 | 0.21939 | 0.21939
520 | 0.028347 | 0.028347
521 | 0 | 0
522 | 0 | 0
523 | 0 | 0
524 | 0 | 0
525 | 0 | 0
526 | 0 | 0
527 | 0 | 0
528 | 0 | 0
529 | 0 | 0
530 | 0 | 0
531 | 0 | 0
532 | 0 | 0
533 | 0 | 0
534 | 0 | 0
535 | 0 | 0
536 | 0.0043564 | 0.0043564
537 | 0.026593 | 0.026593
538 | 0.058659 | 0.058659
539 | 0.094695 | 0.094695
540 | 0.10817 | 0.10817
541 | 0.097493 | 0.097493
542 | 0.066283 | 0.066283
543 | 0.029686 | 0.029686
544 | 0.0022687 | 0.0022687
545 | 0 | 0
546 | 0 | 0
547 | 0 | 0
548 | 0 | 0
549 | 0 | 0
550 | 0 | 0
551 | 0 | 0
552 | 0 | 0
553 | 0 | 0
554 | 0 | 0
555 | 0 | 0
556 | 0 | 0
557 | 0 | 0
558 | 0 | 0
559 | 0.00014164 | 0.00014164
560 | 0.012736 | 0.012736
561 | 0.049554 | 0.049554
562 | 0.078516 | 0.078516
563 | 0.11198 | 0.11198
564 | 0.16619 | 0.16619
565 | 0.20574 | 0.20574
566 | 0.17686 | 0.17686
567 | 0.083868 | 0.083868
568 | 0.0065584 | 0.0065584
569 | 0 | 0
570 | 0 | 0
571 | 0 | 0
572 | 0 | 0
573 | 0 | 0
574 | 0 | 0
575 | 0 | 0
576 | 0 | 0
577 | 0 | 0
578 | 0 | 0
579 | 0 | 0
580 | 0 | 0
581 | 0 | 0
582 | 0 | 0
583 | 0.00028328 | 0.00028328
584 | 0.017874 | 0.017874
585 | 0.065332 | 0.065332
586 | 0.12874 | 0.12874
587 | 0.20103 | 0.20103
588 | 0.25607 | 0.25607
589 | 0.2609 | 0.2609
590 | 0.21396 | 0.21396
591 | 0.12149 | 0.12149
592 | 0.016576 | 0.016576
593 | 0 | 0
594 | 0 | 0
595 | 0 | 0
596 | 0 | 0
597 | 0 | 0
598 | 0 | 0
599 | 0 | 0
600 | 0 | 0
601 | 0 | 0
602 | 0 | 0
603 | 0 | 0
604 | 0 | 0
605 | 0 | 0
606 | 0 | 0
607 | 0 | 0
608 | 0.027989 | 0.027989
609 | 0.10038 | 0.10038
610 | 0.18808 | 0.18808
611 | 0.28492 | 0.28492
612 | 0.35138 | 0.35138
613 | 0.36279 | 0.36279
614 | 0.2932 | 0.2932
615 | 0.1547 | 0.1547
616 | 0.018924 | 0.018924
617 | 0 | 0
618 | 0 | 0
619 | 0 | 0
620 | 0 | 0
621 | 0 | 0
622 | 0 | 0
623 | 0 | 0
624 | 0 | 0
625 | 0 | 0
626 | 0 | 0
627 | 0 | 0
628 | 0 | 0
629 | 0 | 0
630 | 0 | 0
631 | 0 | 0
632 | 0.034814 | 0.034814
633 | 0.095917 | 0.095917
634 | 0.1631 | 0.1631
635 | 0.24409 | 0.24409
636 | 0.28679 | 0.28679
637 | 0.27716 | 0.27716
638 | 0.21377 | 0.21377
639 | 0.11212 | 0.11212
640 | 0.013139 | 0.013139
641 | 0 | 0
642 | 0 | 0
643 | 0 | 0
644 | 0 | 0
645 | 0 | 0
646 | 0 | 0
647 | 0 | 0
648 | 0 | 0
649 | 0 | 0
650 | 0 | 0
651 | 0 | 0
652 | 0 | 0
653 | 0 | 0
654 | 0 | 0
655 | 0 | 0
656 | 0.034186 | 0.034186
657 | 0.072385 | 0.072385
658 | 0.12185 | 0.12185
659 | 0.18822 | 0.18822
660 | 0.22452 | 0.22452
661 | 0.19907 | 0.19907
662 | 0.13784 | 0.13784
663 | 0.057215 | 0.057215
664 | 0.0045709 | 0.0045709
665 | 0 | 0
666 | 0 | 0
667 | 0 | 0
668 | 0 | 0
669 | 0 | 0
670 | 0 | 0
671 | 0 | 0
672 | 0 | 0
673 | 0 | 0
674 | 0 | 0
675 | 0 | 0
676 | 0 | 0
677 | 0 | 0
678 | 0 | 0
679 | 0 | 0
680 | 0.018507 | 0.018507
681 | 0.069079 | 0.069079
682 | 0.17711 | 0.17711
683 | 0.3432 | 0.3432
684 | 0.40968 | 0.40968
685 | 0.39437 | 0.39437
686 | 0.32459 | 0.32459
687 | 0.18997 | 0.18997
688 | 0.033624 | 0.033624
689 | 0 | 0
690 | 0 | 0
691 | 0 | 0
692 | 0 | 0
693 | 0 | 0
694 | 0 | 0
695 | 0 | 0
696 | 0 | 0
697 | 0 | 0
698 | 0 | 0
699 | 0 | 0
700 | 0 | 0
701 | 0 | 0
702 | 0 | 0
703 | 0.00064337 | 0.00064337
704 | 0.080518 | 0.080518
705 | 0.22045 | 0.22045
706 | 0.32209 | 0.32209
707 | 0.36887 | 0.36887
708 | 0.35971 | 0.35971
709 | 0.3114 | 0.3114
710 | 0.22046 | 0.22046
711 | 0.10073 | 0.10073
712 | 0.011142 | 0.011142
713 | 0 | 0
714 | 0 | 0
715 | 0 | 0
716 | 0 | 0
717 | 0 | 0
718 | 0 | 0
719 | 0 | 0
720 | 0 | 0
721 | 0 | 0
722 | 0 | 0
723 | 0 | 0
724 | 0 | 0
725 | 0 | 0
726 | 0 | 0
727 | 0 | 0
728 | 0.005557 | 0.005557
729 | 0.032203 | 0.032203
730 | 0.068922 | 0.068922
731 | 0.074385 | 0.074385
732 | 0.061955 | 0.061955
733 | 0.046461 | 0.046461
734 | 0.029811 | 0.029811
735 | 0.014332 | 0.014332
736 | 0.00048617 | 0.00048617
737 | 0 | 0
738 | 0 | 0
739 | 0 | 0
740 | 0 | 0
741 | 0 | 0
742 | 0 | 0
743 | 0 | 0
744 | 0 | 0
745 | 0 | 0
746 | 0 | 0
747 | 0 | 0
748 | 0 | 0
749 | 0 | 0
750 | 0 | 0
751 | 0 | 0
752 | 0.0042101 | 0.0042101
753 | 0.022671 | 0.022671
754 | 0.049833 | 0.049833
755 | 0.064799 | 0.064799
756 | 0.080111 | 0.080111
757 | 0.088099 | 0.088099
758 | 0.079964 | 0.079964
759 | 0.048295 | 0.048295
760 | 0.0076067 | 0.0076067
761 | 0 | 0
762 | 0 | 0
763 | 0 | 0
764 | 0 | 0
765 | 0 | 0
766 | 0 | 0
767 | 0 | 0
768 | 0 | 0
769 | 0 | 0
770 | 0 | 0
771 | 0 | 0
772 | 0 | 0
773 | 0 | 0
774 | 0 | 0
775 | 0 | 0
776 | 0.025943 | 0.025943
777 | 0.082959 | 0.082959
778 | 0.15414 | 0.15414
779 | 0.23027 | 0.23027
780 | 0.27152 | 0.27152
781 | 0.27479 | 0.27479
782 | 0.19447 | 0.19447
783 | 0.10144 | 0.10144
784 | 0.024165 | 0.024165
785 | 0 | 0
786 | 0 | 0
787 | 0 | 0
788 | 0 | 0
789 | 0 | 0
790 | 0 | 0
791 | 0 | 0
792 | 0 | 0
793 | 0 | 0
794 | 0 | 0
795 | 0 | 0
796 | 0 | 0
797 | 0 | 0
798 | 0 | 0
799 | 0 | 0
800 | 0.010419 | 0.010419
801 | 0.035012 | 0.035012
802 | 0.061984 | 0.061984
803 | 0.080279 | 0.080279
804 | 0.08175 | 0.08175
805 | 0.073268 | 0.073268
806 | 0.057243 | 0.057243
807 | 0.033954 | 0.033954
808 | 0.0069128 | 0.0069128
809 | 0 | 0
810 | 0 | 0
811 | 0 | 0
812 | 0 | 0
813 | 0 | 0
814 | 0 | 0
815 | 0 | 0
816 | 0 | 0
817 | 0 | 0
818 | 0 | 0
819 | 0 | 0
820 | 0 | 0
821 | 0 | 0
822 | 0 | 0
823 | 0 | 0
824 | 0.025728 | 0.025728
825 | 0.064953 | 0.064953
826 | 0.11064 | 0.11064
827 | 0.14624 | 0.14624
828 | 0.15962 | 0.15962
829 | 0.12104 | 0.12104
830 | 0.059401 | 0.059401
831 | 0.020549 | 0.020549
832 | 0.0017597 | 0.0017597
833 | 0 | 0
834 | 0 | 0
835 | 0 | 0
836 | 0 | 0
837 | 0 | 0
838 | 0 | 0
839 | 0 | 0
840 | 0 | 0
841 | 0 | 0
842 | 0 | 0
843 | 0 | 0
844 | 0 | 0
845 | 0 | 0
846 | 0 | 0
847 | 0.00029276 | 0.00029276
848 | 0.044082 | 0.044082
849 | 0.13244 | 0.13244
850 | 0.23122 | 0.23122
851 | 0.32902 | 0.32902
852 | 0.35905 | 0.35905
853 | 0.32907 | 0.32907
854 | 0.22046 | 0.22046
855 | 0.088877 | 0.088877
856 | 0.014099 | 0.014099
857 | 0 | 0
858 | 0 | 0
859 | 0 | 0
860 | 0 | 0
861 | 0 | 0
862 | 0 | 0
863 | 0 | 0
864 | 0 | 0
865 | 0 | 0
866 | 0 | 0
867 | 0 | 0
868 | 0 | 0
869 | 0 | 0
870 | 0 | 0
871 | 0.0052166 | 0.0052166
872 | 0.13003 | 0.13003
873 | 0.31727 | 0.31727
874 | 0.43535 | 0.43535
875 | 0.49079 | 0.49079
876 | 0.49772 | 0.49772
877 | 0.45414 | 0.45414
878 | 0.35716 | 0.35716
879 | 0.20888 | 0.20888
880 | 0.047609 | 0.047609
881 | 0 | 0
882 | 0 | 0
883 | 0 | 0
884 | 0 | 0
885 | 0 | 0
886 | 0 | 0
887 | 0 | 0
888 | 0 | 0
889 | 0 | 0
890 | 0 | 0
891 | 0 | 0
892 | 0 | 0
893 | 0 | 0
894 | 0 | 0
895 | 0.0078794 | 0.0078794
896 | 0.14965 | 0.14965
897 | 0.28384 | 0.28384
898 | 0.36921 | 0.36921
899 | 0.39437 | 0.39437
900 | 0.35871 | 0.35871
901 | 0.2885 | 0.2885
902 | 0.22011 | 0.22011
903 | 0.12489 | 0.12489
904 | 0.024155 | 0.024155
905 | 0 | 0
906 | 0 | 0
907 | 0 | 0
908 | 0 | 0
909 | 0 | 0
910 | 0 | 0
911 | 0 | 0
912 | 0 | 0
913 | 0 | 0
914 | 0 | 0
915 | 0 | 0
916 | 0 | 0
917 | 0 | 0
918 | 0 | 0
919 | 0.006329 | 0.006329
920 | 0.1185 | 0.1185
921 | 0.22795 | 0.22795
922 | 0.22593 | 0.22593
923 | 0.20962 | 0.20962
924 | 0.24927 | 0.24927
925 | 0.26884 | 0.26884
926 | 0.16856 | 0.16856
927 | 0.066926 | 0.066926
928 | 0.010156 | 0.010156
929 | 0 | 0
930 | 0 | 0
931 | 0 | 0
932 | 0 | 0
933 | 0 | 0
934 | 0 | 0
935 | 0 | 0
936 | 0 | 0
937 | 0 | 0
938 | 0 | 0
939 | 0 | 0
940 | 0 | 0
941 | 0 | 0
942 | 0 | 0
943 | 0.0018585 | 0.0018585
944 | 0.037801 | 0.037801
945 | 0.10849 | 0.10849
946 | 0.21794 | 0.21794
947 | 0.28343 | 0.28343
948 | 0.22728 | 0.22728
949 | 0.17598 | 0.17598
950 | 0.098254 | 0.098254
951 | 0.032682 | 0.032682
952 | 0.0058554 | 0.0058554
953 | 0 | 0
954 | 0 | 0
955 | 0 | 0
956 | 0 | 0
957 | 0 | 0
958 | 0 | 0
959 | 0 | 0
960 | 0 | 0
961 | 0 | 0
962 | 0 | 0
963 | 0 | 0
964 | 0 | 0
965 | 0 | 0
966 | 0 | 0
967 | 0 | 0
968 | 0.028029 | 0.028029
969 | 0.10249 | 0.10249
970 | 0.19185 | 0.19185
971 | 0.27908 | 0.27908
972 | 0.31593 | 0.31593
973 | 0.28399 | 0.28399
974 | 0.21303 | 0.21303
975 | 0.10579 | 0.10579
976 | 0.019061 | 0.019061
977 | 0 | 0
978 | 0 | 0
979 | 0 | 0
980 | 0 | 0
981 | 0 | 0
982 | 0 | 0
983 | 0 | 0
984 | 0 | 0
985 | 0 | 0
986 | 0 | 0
987 | 0 | 0
988 | 0 | 0
989 | 0 | 0
990 | 0 | 0
991 | 0.0034448 | 0.0034448
992 | 0.068228 | 0.068228
993 | 0.15856 | 0.15856
994 | 0.24327 | 0.24327
995 | 0.31438 | 0.31438
996 | 0.35788 | 0.35788
997 | 0.34403 | 0.34403
998 | 0.27364 | 0.27364
999 | 0.16999 | 0.16999
1000 | 0.050569 | 0.050569
1001 | 0 | 0
1002 | 0 | 0
1003 | 0 | 0
1004 | 0 | 0
1005 | 0 | 0
1006 | 0 | 0
1007 | 0 | 0
1008 | 0 | 0
1009 | 0 | 0
1010 | 0 | 0
1011 | 0 | 0
1012 | 0 | 0
1013 | 0 | 0
1014 | 0 | 0
1015 | 0.0048321 | 0.0048321
1016 | 0.10216 | 0.10216
1017 | 0.27326 | 0.27326
1018 | 0.41519 | 0.41519
1019 | 0.44469 | 0.44469
1020 | 0.46344 | 0.46344
1021 | 0.44383 | 0.44383
1022 | 0.38196 | 0.38196
1023 | 0.2568 | 0.2568
1024 | 0.080214 | 0.080214
1025 | 0 | 0
1026 | 0 | 0
1027 | 0 | 0
1028 | 0 | 0
1029 | 0 | 0
1030 | 0 | 0
1031 | 0 | 0
1032 | 0 | 0
1033 | 0 | 0
1034 | 0 | 0
1035 | 0 | 0
1036 | 0 | 0
1037 | 0 | 0
1038 | 0 | 0
1039 | 0.0086733 | 0.0086733
1040 | 0.11319 | 0.11319
1041 | 0.24637 | 0.24637
1042 | 0.35098 | 0.35098
1043 | 0.35599 | 0.35599
1044 | 0.33742 | 0.33742
1045 | 0.25651 | 0.25651
1046 | 0.15779 | 0.15779
1047 | 0.078091 | 0.078091
1048 | 0.018413 | 0.018413
1049 | 0 | 0
1050 | 0 | 0
1051 | 0 | 0
1052 | 0 | 0
1053 | 0 | 0
1054 | 0 | 0
1055 | 0 | 0
1056 | 0 | 0
1057 | 0 | 0
1058 | 0 | 0
1059 | 0 | 0
1060 | 0 | 0
1061 | 0 | 0
1062 | 0 | 0
1063 | 0.006993 | 0.006993
1064 | 0.067201 | 0.067201
1065 | 0.14985 | 0.14985
1066 | 0.23943 | 0.23943
1067 | 0.30221 | 0.30221
1068 | 0.28921 | 0.28921
1069 | 0.21157 | 0.21157
1070 | 0.12729 | 0.12729
1071 | 0.053129 | 0.053129
1072 | 0.0093976 | 0.0093976
1073 | 0 | 0
1074 | 0 | 0
1075 | 0 | 0
1076 | 0 | 0
1077 | 0 | 0
1078 | 0 | 0
1079 | 0 | 0
1080 | 0 | 0
1081 | 0 | 0
1082 | 0 | 0
1083 | 0 | 0
1084 | 0 | 0
1085 | 0 | 0
1086 | 0 | 0
1087 | 0.0055517 | 0.0055517
1088 | 0.0683 | 0.0683
1089 | 0.15972 | 0.15972
1090 | 0.26502 | 0.26502
1091 | 0.34919 | 0.34919
1092 | 0.33776 | 0.33776
1093 | 0.26527 | 0.26527
1094 | 0.18446 | 0.18446
1095 | 0.092558 | 0.092558
1096 | 0.026035 | 0.026035
1097 | 0 | 0
1098 | 0 | 0
1099 | 0 | 0
1100 | 0 | 0
1101 | 0 | 0
1102 | 0 | 0
1103 | 0 | 0
1104 | 0 | 0
1105 | 0 | 0
1106 | 0 | 0
1107 | 0 | 0
1108 | 0 | 0
1109 | 0 | 0
1110 | 0 | 0
1111 | 0.011296 | 0.011296
1112 | 0.11322 | 0.11322
1113 | 0.24388 | 0.24388
1114 | 0.33509 | 0.33509
1115 | 0.38762 | 0.38762
1116 | 0.40325 | 0.40325
1117 | 0.36404 | 0.36404
1118 | 0.28218 | 0.28218
1119 | 0.16799 | 0.16799
1120 | 0.055972 | 0.055972
1121 | 0 | 0
1122 | 0 | 0
1123 | 0 | 0
1124 | 0 | 0
1125 | 0 | 0
1126 | 0 | 0
1127 | 0 | 0
1128 | 0 | 0
1129 | 0 | 0
1130 | 0 | 0
1131 | 0 | 0
1132 | 0 | 0
1133 | 0 | 0
1134 | 0 | 0
1135 | 0.0073765 | 0.0073765
1136 | 0.067972 | 0.067972
1137 | 0.13625 | 0.13625
1138 | 0.18238 | 0.18238
1139 | 0.18521 | 0.18521
1140 | 0.16576 | 0.16576
1141 | 0.14056 | 0.14056
1142 | 0.10821 | 0.10821
1143 | 0.071438 | 0.071438
1144 | 0.02358 | 0.02358
1145 | 0 | 0
1146 | 0 | 0
1147 | 0 | 0
1148 | 0 | 0
1149 | 0 | 0
1150 | 0 | 0
1151 | 0 | 0
1152 | 0 | 0
1153 | 0 | 0
1154 | 0 | 0
1155 | 0 | 0
1156 | 0 | 0
1157 | 0 | 0
1158 | 0 | 0
1159 | 0.032665 | 0.032665
1160 | 0.19441 | 0.19441
1161 | 0.35688 | 0.35688
1162 | 0.48051 | 0.48051
1163 | 0.53849 | 0.53849
1164 | 0.53464 | 0.53464
1165 | 0.47864 | 0.47864
1166 | 0.38576 | 0.38576
1167 | 0.23575 | 0.23575
1168 | 0.076219 | 0.076219
1169 | 0.00014164 | 0.00014164
1170 | 0 | 0
1171 | 0 | 0
1172 | 0 | 0
1173 | 0 | 0
1174 | 0 | 0
1175 | 0 | 0
1176 | 0 | 0
1177 | 0 | 0
1178 | 0 | 0
1179 | 0 | 0
1180 | 0 | 0
1181 | 0 | 0
1182 | 0 | 0
1183 | 0.011144 | 0.011144
1184 | 0.069926 | 0.069926
1185 | 0.13476 | 0.13476
1186 | 0.19123 | 0.19123
1187 | 0.23454 | 0.23454
1188 | 0.23687 | 0.23687
1189 | 0.19413 | 0.19413
1190 | 0.15765 | 0.15765
1191 | 0.096224 | 0.096224
1192 | 0.034608 | 0.034608
1193 | 0 | 0
1194 | 0 | 0
1195 | 0 | 0
1196 | 0 | 0
1197 | 0 | 0
1198 | 0 | 0
1199 | 0 | 0
1200 | 0 | 0
1201 | 0 | 0
1202 | 0 | 0
1203 | 0 | 0
1204 | 0 | 0
1205 | 0 | 0
1206 | 0 | 0
1207 | 0.021349 | 0.021349
1208 | 0.10677 | 0.10677
1209 | 0.15727 | 0.15727
1210 | 0.15856 | 0.15856
1211 | 0.13309 | 0.13309
1212 | 0.099206 | 0.099206
1213 | 0.070289 | 0.070289
1214 | 0.046053 | 0.046053
1215 | 0.023089 | 0.023089
1216 | 0.0046251 | 0.0046251
1217 | 0 | 0
1218 | 0 | 0
1219 | 0 | 0
1220 | 0 | 0
1221 | 0 | 0
1222 | 0 | 0
1223 | 0 | 0
1224 | 0 | 0
1225 | 0 | 0
1226 | 0 | 0
1227 | 0 | 0
1228 | 0 | 0
1229 | 0 | 0
1230 | 0 | 0
1231 | 0.0030289 | 0.0030289
1232 | 0.024687 | 0.024687
1233 | 0.05377 | 0.05377
1234 | 0.085989 | 0.085989
1235 | 0.10883 | 0.10883
1236 | 0.12302 | 0.12302
1237 | 0.11601 | 0.11601
1238 | 0.10306 | 0.10306
1239 | 0.079676 | 0.079676
1240 | 0.04159 | 0.04159
1241 | 0.00081505 | 0.00081505
1242 | 0 | 0
1243 | 0 | 0
1244 | 0 | 0
1245 | 0 | 0
1246 | 0 | 0
1247 | 0 | 0
1248 | 0 | 0
1249 | 0 | 0
1250 | 0 | 0
1251 | 0 | 0
1252 | 0 | 0
1253 | 0 | 0
1254 | 0 | 0
1255 | 0.024208 | 0.024208
1256 | 0.11307 | 0.11307
1257 | 0.20751 | 0.20751
1258 | 0.29822 | 0.29822
1259 | 0.33731 | 0.33731
1260 | 0.26477 | 0.26477
1261 | 0.28124 | 0.28124
1262 | 0.30401 | 0.30401
1263 | 0.17903 | 0.17903
1264 | 0.040805 | 0.040805
1265 | 0.00052761 | 0.00052761
1266 | 0 | 0
1267 | 0 | 0
1268 | 0 | 0
1269 | 0 | 0
1270 | 0 | 0
1271 | 0 | 0
1272 | 0 | 0
1273 | 0 | 0
1274 | 0 | 0
1275 | 0 | 0
1276 | 0 | 0
1277 | 0 | 0
1278 | 0 | 0
1279 | 0.0085068 | 0.0085068
1280 | 0.046585 | 0.046585
1281 | 0.082099 | 0.082099
1282 | 0.10315 | 0.10315
1283 | 0.12009 | 0.12009
1284 | 0.14561 | 0.14561
1285 | 0.1517 | 0.1517
1286 | 0.13497 | 0.13497
1287 | 0.086892 | 0.086892
1288 | 0.035755 | 0.035755
1289 | 0.00034453 | 0.00034453
1290 | 0 | 0
1291 | 0 | 0
1292 | 0 | 0
1293 | 0 | 0
1294 | 0 | 0
1295 | 0 | 0
1296 | 0 | 0
1297 | 0 | 0
1298 | 0 | 0
1299 | 0 | 0
1300 | 0 | 0
1301 | 0 | 0
1302 | 0 | 0
1303 | 0.018755 | 0.018755
1304 | 0.10059 | 0.10059
1305 | 0.27126 | 0.27126
1306 | 0.37903 | 0.37903
1307 | 0.4197 | 0.4197
1308 | 0.4335 | 0.4335
1309 | 0.40347 | 0.40347
1310 | 0.32082 | 0.32082
1311 | 0.2264 | 0.2264
1312 | 0.099545 | 0.099545
1313 | 0.0028328 | 0.0028328
1314 | 0 | 0
1315 | 0 | 0
1316 | 0 | 0
1317 | 0 | 0
1318 | 0 | 0
1319 | 0 | 0
1320 | 0 | 0
1321 | 0 | 0
1322 | 0 | 0
1323 | 0 | 0
1324 | 0 | 0
1325 | 0 | 0
1326 | 0 | 0
1327 | 0.020681 | 0.020681
1328 | 0.10422 | 0.10422
1329 | 0.1924 | 0.1924
1330 | 0.24999 | 0.24999
1331 | 0.30441 | 0.30441
1332 | 0.33424 | 0.33424
1333 | 0.33753 | 0.33753
1334 | 0.29342 | 0.29342
1335 | 0.17843 | 0.17843
1336 | 0.073981 | 0.073981
1337 | 0.0020312 | 0.0020312
1338 | 0 | 0
1339 | 0 | 0
1340 | 0 | 0
1341 | 0 | 0
1342 | 0 | 0
1343 | 0 | 0
1344 | 0 | 0
1345 | 0 | 0
1346 | 0 | 0
1347 | 0 | 0
1348 | 0 | 0
1349 | 0 | 0
1350 | 0.00014638 | 0.00014638
1351 | 0.073981 | 0.073981
1352 | 0.23584 | 0.23584
1353 | 0.39346 | 0.39346
1354 | 0.49885 | 0.49885
1355 | 0.52619 | 0.52619
1356 | 0.53232 | 0.53232
1357 | 0.50169 | 0.50169
1358 | 0.42956 | 0.42956
1359 | 0.29939 | 0.29939
1360 | 0.13562 | 0.13562
1361 | 0.0087539 | 0.0087539
1362 | 0 | 0
1363 | 0 | 0
1364 | 0 | 0
1365 | 0 | 0
1366 | 0 | 0
1367 | 0 | 0
1368 | 0 | 0
1369 | 0 | 0
1370 | 0 | 0
1371 | 0 | 0
1372 | 0 | 0
1373 | 0 | 0
1374 | 0 | 0
1375 | 0.057608 | 0.057608
1376 | 0.20301 | 0.20301
1377 | 0.35778 | 0.35778
1378 | 0.48059 | 0.48059
1379 | 0.55514 | 0.55514
1380 | 0.57683 | 0.57683
1381 | 0.5514 | 0.5514
1382 | 0.47491 | 0.47491
1383 | 0.344 | 0.344
1384 | 0.16815 | 0.16815
1385 | 0.014406 | 0.014406
1386 | 0 | 0
1387 | 0 | 0
1388 | 0 | 0
1389 | 0 | 0
1390 | 0 | 0
1391 | 0 | 0
1392 | 0 | 0
1393 | 0 | 0
1394 | 0 | 0
1395 | 0 | 0
1396 | 0 | 0
1397 | 0 | 0
1398 | 0 | 0
1399 | 0.027223 | 0.027223
1400 | 0.10271 | 0.10271
1401 | 0.18558 | 0.18558
1402 | 0.25161 | 0.25161
1403 | 0.27656 | 0.27656
1404 | 0.28121 | 0.28121
1405 | 0.25362 | 0.25362
1406 | 0.19163 | 0.19163
1407 | 0.12567 | 0.12567
1408 | 0.059716 | 0.059716
1409 | 0.0031235 | 0.0031235
1410 | 0 | 0
1411 | 0 | 0
1412 | 0 | 0
1413 | 0 | 0
1414 | 0 | 0
1415 | 0 | 0
1416 | 0 | 0
1417 | 0 | 0
1418 | 0 | 0
1419 | 0 | 0
1420 | 0 | 0
1421 | 0 | 0
1422 | 0 | 0
1423 | 0.0070668 | 0.0070668
1424 | 0.037264 | 0.037264
1425 | 0.070441 | 0.070441
1426 | 0.092347 | 0.092347
1427 | 0.10227 | 0.10227
1428 | 0.10025 | 0.10025
1429 | 0.087255 | 0.087255
1430 | 0.06852 | 0.06852
1431 | 0.043779 | 0.043779
1432 | 0.016166 | 0.016166
1433 | 0.00024184 | 0.00024184
1434 | 0 | 0
1435 | 0 | 0
1436 | 0 | 0
1437 | 0 | 0
1438 | 0 | 0
1439 | 0 | 0
1440 | 0 | 0
1441 | 0 | 0
1442 | 0 | 0
1443 | 0 | 0
1444 | 0 | 0
1445 | 0 | 0
1446 | 0 | 0
1447 | 0.022732 | 0.022732
1448 | 0.10333 | 0.10333
1449 | 0.18706 | 0.18706
1450 | 0.24906 | 0.24906
1451 | 0.29623 | 0.29623
1452 | 0.3289 | 0.3289
1453 | 0.33484 | 0.33484
1454 | 0.29616 | 0.29616
1455 | 0.21274 | 0.21274
1456 | 0.10018 | 0.10018
1457 | 0.0098399 | 0.0098399
1458 | 0 | 0
1459 | 0 | 0
1460 | 0 | 0
1461 | 0 | 0
1462 | 0 | 0
1463 | 0 | 0
1464 | 0 | 0
1465 | 0 | 0
1466 | 0 | 0
1467 | 0 | 0
1468 | 0 | 0
1469 | 0 | 0
1470 | 0 | 0
1471 | 0.01406 | 0.01406
1472 | 0.056459 | 0.056459
1473 | 0.10687 | 0.10687
1474 | 0.15023 | 0.15023
1475 | 0.18449 | 0.18449
1476 | 0.19217 | 0.19217
1477 | 0.16452 | 0.16452
1478 | 0.11641 | 0.11641
1479 | 0.065205 | 0.065205
1480 | 0.021487 | 0.021487
1481 | 0.00024184 | 0.00024184
1482 | 0 | 0
1483 | 0 | 0
1484 | 0 | 0
1485 | 0 | 0
1486 | 0 | 0
1487 | 0 | 0
1488 | 0 | 0
1489 | 0 | 0
1490 | 0 | 0
1491 | 0 | 0
1492 | 0 | 0
1493 | 0 | 0
1494 | 0 | 0
1495 | 0.011738 | 0.011738
1496 | 0.06429 | 0.06429
1497 | 0.15987 | 0.15987
1498 | 0.28236 | 0.28236
1499 | 0.34445 | 0.34445
1500 | 0.36228 | 0.36228
1501 | 0.31825 | 0.31825
1502 | 0.25399 | 0.25399
1503 | 0.15658 | 0.15658
1504 | 0.065899 | 0.065899
1505 | 0.0053657 | 0.0053657
1506 | 0 | 0
1507 | 0 | 0
1508 | 0 | 0
1509 | 0 | 0
1510 | 0 | 0
1511 | 0 | 0
1512 | 0 | 0
1513 | 0 | 0
1514 | 0 | 0
1515 | 0 | 0
1516 | 0 | 0
1517 | 0 | 0
1518 | 0.00014638 | 0.00014638
1519 | 0.060161 | 0.060161
1520 | 0.19779 | 0.19779
1521 | 0.39173 | 0.39173
1522 | 0.51127 | 0.51127
1523 | 0.54786 | 0.54786
1524 | 0.52953 | 0.52953
1525 | 0.47687 | 0.47687
1526 | 0.35637 | 0.35637
1527 | 0.1947 | 0.1947
1528 | 0.065111 | 0.065111
1529 | 0.0041444 | 0.0041444
1530 | 0 | 0
1531 | 0 | 0
1532 | 0 | 0
1533 | 0 | 0
1534 | 0 | 0
1535 | 0 | 0
1536 | 0 | 0
1537 | 0 | 0
1538 | 0 | 0
1539 | 0 | 0
1540 | 0 | 0
1541 | 0 | 0
1542 | 0 | 0
1543 | 0.042011 | 0.042011
1544 | 0.13805 | 0.13805
1545 | 0.23892 | 0.23892
1546 | 0.273 | 0.273
1547 | 0.2865 | 0.2865
1548 | 0.25971 | 0.25971
1549 | 0.21121 | 0.21121
1550 | 0.15209 | 0.15209
1551 | 0.089554 | 0.089554
1552 | 0.034007 | 0.034007
1553 | 0.0013832 | 0.0013832
1554 | 0 | 0
1555 | 0 | 0
1556 | 0 | 0
1557 | 0 | 0
1558 | 0 | 0
1559 | 0 | 0
1560 | 0 | 0
1561 | 0 | 0
1562 | 0 | 0
1563 | 0 | 0
1564 | 0 | 0
1565 | 0 | 0
1566 | 0 | 0
1567 | 0.020322 | 0.020322
1568 | 0.075191 | 0.075191
1569 | 0.15374 | 0.15374
1570 | 0.27359 | 0.27359
1571 | 0.36382 | 0.36382
1572 | 0.38491 | 0.38491
1573 | 0.36819 | 0.36819
1574 | 0.2986 | 0.2986
1575 | 0.19625 | 0.19625
1576 | 0.087946 | 0.087946
1577 | 0.012297 | 0.012297
1578 | 0 | 0
1579 | 0 | 0
1580 | 0 | 0
1581 | 0 | 0
1582 | 0 | 0
1583 | 0 | 0
1584 | 0 | 0
1585 | 0 | 0
1586 | 0 | 0
1587 | 0 | 0
1588 | 0 | 0
1589 | 0 | 0
1590 | 0 | 0
1591 | 0.044737 | 0.044737
1592 | 0.13829 | 0.13829
1593 | 0.24895 | 0.24895
1594 | 0.27734 | 0.27734
1595 | 0.30128 | 0.30128
1596 | 0.31102 | 0.31102
1597 | 0.29089 | 0.29089
1598 | 0.22382 | 0.22382
1599 | 0.15089 | 0.15089
1600 | 0.071561 | 0.071561
1601 | 0.0087691 | 0.0087691
1602 | 0 | 0
1603 | 0 | 0
1604 | 0 | 0
1605 | 0 | 0
1606 | 0 | 0
1607 | 0 | 0
1608 | 0 | 0
1609 | 0 | 0
1610 | 0 | 0
1611 | 0 | 0
1612 | 0 | 0
1613 | 0 | 0
1614 | 0 | 0
1615 | 0.037356 | 0.037356
1616 | 0.11045 | 0.11045
1617 | 0.20963 | 0.20963
1618 | 0.24201 | 0.24201
1619 | 0.27102 | 0.27102
1620 | 0.27525 | 0.27525
1621 | 0.26608 | 0.26608
1622 | 0.24784 | 0.24784
1623 | 0.19943 | 0.19943
1624 | 0.10971 | 0.10971
1625 | 0.018685 | 0.018685
1626 | 0 | 0
1627 | 0 | 0
1628 | 0 | 0
1629 | 0 | 0
1630 | 0 | 0
1631 | 0 | 0
1632 | 0 | 0
1633 | 0 | 0
1634 | 0 | 0
1635 | 0 | 0
1636 | 0 | 0
1637 | 0 | 0
1638 | 0.0014113 | 0.0014113
1639 | 0.096812 | 0.096812
1640 | 0.28875 | 0.28875
1641 | 0.47452 | 0.47452
1642 | 0.58938 | 0.58938
1643 | 0.6535 | 0.6535
1644 | 0.66903 | 0.66903
1645 | 0.63322 | 0.63322
1646 | 0.54531 | 0.54531
1647 | 0.4067 | 0.4067
1648 | 0.22979 | 0.22979
1649 | 0.052826 | 0.052826
1650 | 0 | 0
1651 | 0 | 0
1652 | 0 | 0
1653 | 0 | 0
1654 | 0 | 0
1655 | 0 | 0
1656 | 0 | 0
1657 | 0 | 0
1658 | 0 | 0
1659 | 0 | 0
1660 | 0 | 0
1661 | 0 | 0
1662 | 0.0018499 | 0.0018499
1663 | 0.092653 | 0.092653
1664 | 0.24893 | 0.24893
1665 | 0.43815 | 0.43815
1666 | 0.58775 | 0.58775
1667 | 0.64937 | 0.64937
1668 | 0.65874 | 0.65874
1669 | 0.61627 | 0.61627
1670 | 0.52698 | 0.52698
1671 | 0.38881 | 0.38881
1672 | 0.2132 | 0.2132
1673 | 0.045726 | 0.045726
1674 | 0 | 0
1675 | 0 | 0
1676 | 0 | 0
1677 | 0 | 0
1678 | 0 | 0
1679 | 0 | 0
1680 | 0 | 0
1681 | 0 | 0
1682 | 0 | 0
1683 | 0 | 0
1684 | 0 | 0
1685 | 0 | 0
1686 | 0.00067862 | 0.00067862
1687 | 0.051712 | 0.051712
1688 | 0.16518 | 0.16518
1689 | 0.33847 | 0.33847
1690 | 0.48406 | 0.48406
1691 | 0.5566 | 0.5566
1692 | 0.56048 | 0.56048
1693 | 0.5123 | 0.5123
1694 | 0.43525 | 0.43525
1695 | 0.30139 | 0.30139
1696 | 0.14246 | 0.14246
1697 | 0.026675 | 0.026675
1698 | 0 | 0
1699 | 0 | 0
1700 | 0 | 0
1701 | 0 | 0
1702 | 0 | 0
1703 | 0 | 0
1704 | 0 | 0
1705 | 0 | 0
1706 | 0 | 0
1707 | 0 | 0
1708 | 0 | 0
1709 | 0 | 0
1710 | 0.0015538 | 0.0015538
1711 | 0.07959 | 0.07959
1712 | 0.2377 | 0.2377
1713 | 0.3966 | 0.3966
1714 | 0.50395 | 0.50395
1715 | 0.52414 | 0.52414
1716 | 0.52893 | 0.52893
1717 | 0.46764 | 0.46764
1718 | 0.3793 | 0.3793
1719 | 0.23657 | 0.23657
1720 | 0.11199 | 0.11199
1721 | 0.022672 | 0.022672
1722 | 0 | 0
1723 | 0 | 0
1724 | 0 | 0
1725 | 0 | 0
1726 | 0 | 0
1727 | 0 | 0
1728 | 0 | 0
1729 | 0 | 0
1730 | 0 | 0
1731 | 0 | 0
1732 | 0 | 0
1733 | 0 | 0
1734 | 0.0027002 | 0.0027002
1735 | 0.095875 | 0.095875
1736 | 0.26139 | 0.26139
1737 | 0.40333 | 0.40333
1738 | 0.48952 | 0.48952
1739 | 0.52615 | 0.52615
1740 | 0.53854 | 0.53854
1741 | 0.51929 | 0.51929
1742 | 0.44843 | 0.44843
1743 | 0.30983 | 0.30983
1744 | 0.15197 | 0.15197
1745 | 0.033044 | 0.033044
1746 | 0 | 0
1747 | 0 | 0
1748 | 0 | 0
1749 | 0 | 0
1750 | 0 | 0
1751 | 0 | 0
1752 | 0 | 0
1753 | 0 | 0
1754 | 0 | 0
1755 | 0 | 0
1756 | 0 | 0
1757 | 0 | 0
1758 | 0.007705 | 0.007705
1759 | 0.14024 | 0.14024
1760 | 0.33635 | 0.33635
1761 | 0.50427 | 0.50427
1762 | 0.61986 | 0.61986
1763 | 0.68053 | 0.68053
1764 | 0.69163 | 0.69163
1765 | 0.65288 | 0.65288
1766 | 0.56376 | 0.56376
1767 | 0.4261 | 0.4261
1768 | 0.25867 | 0.25867
1769 | 0.076981 | 0.076981
1770 | 0 | 0
1771 | 0 | 0
1772 | 0 | 0
1773 | 0 | 0
1774 | 0 | 0
1775 | 0 | 0
1776 | 0 | 0
1777 | 0 | 0
1778 | 0 | 0
1779 | 0 | 0
1780 | 0 | 0
1781 | 0 | 0
1782 | 0.00024849 | 0.00024849
1783 | 0.019319 | 0.019319
1784 | 0.047286 | 0.047286
1785 | 0.075045 | 0.075045
1786 | 0.10842 | 0.10842
1787 | 0.16282 | 0.16282
1788 | 0.24082 | 0.24082
1789 | 0.2948 | 0.2948
1790 | 0.29529 | 0.29529
1791 | 0.23756 | 0.23756
1792 | 0.1364 | 0.1364
1793 | 0.032361 | 0.032361
1794 | 0 | 0
1795 | 0 | 0
1796 | 0 | 0
1797 | 0 | 0
1798 | 0 | 0
1799 | 0 | 0
1800 | 0 | 0
1801 | 0 | 0
1802 | 0 | 0
1803 | 0 | 0
1804 | 0 | 0
1805 | 0 | 0
1806 | 0.00603 | 0.00603
1807 | 0.11438 | 0.11438
1808 | 0.29568 | 0.29568
1809 | 0.45974 | 0.45974
1810 | 0.56038 | 0.56038
1811 | 0.60593 | 0.60593
1812 | 0.61724 | 0.61724
1813 | 0.58499 | 0.58499
1814 | 0.51639 | 0.51639
1815 | 0.40315 | 0.40315
1816 | 0.24576 | 0.24576
1817 | 0.0729 | 0.0729
1818 | 0 | 0
1819 | 0 | 0
1820 | 0 | 0
1821 | 0 | 0
1822 | 0 | 0
1823 | 0 | 0
1824 | 0 | 0
1825 | 0 | 0
1826 | 0 | 0
1827 | 0 | 0
1828 | 0 | 0
1829 | 0 | 0
1830 | 0.010343 | 0.010343
1831 | 0.13761 | 0.13761
1832 | 0.34342 | 0.34342
1833 | 0.50732 | 0.50732
1834 | 0.61467 | 0.61467
1835 | 0.67251 | 0.67251
1836 | 0.68228 | 0.68228
1837 | 0.64476 | 0.64476
1838 | 0.56036 | 0.56036
1839 | 0.4302 | 0.4302
1840 | 0.26243 | 0.26243
1841 | 0.082675 | 0.082675
1842 | 0 | 0
1843 | 0 | 0
1844 | 0 | 0
1845 | 0 | 0
1846 | 0 | 0
1847 | 0 | 0
1848 | 0 | 0
1849 | 0 | 0
1850 | 0 | 0
1851 | 0 | 0
1852 | 0 | 0
1853 | 0 | 0
1854 | 0.021072 | 0.021072
1855 | 0.17581 | 0.17581
1856 | 0.34449 | 0.34449
1857 | 0.50245 | 0.50245
1858 | 0.60848 | 0.60848
1859 | 0.66588 | 0.66588
1860 | 0.67602 | 0.67602
1861 | 0.63744 | 0.63744
1862 | 0.55366 | 0.55366
1863 | 0.42465 | 0.42465
1864 | 0.25953 | 0.25953
1865 | 0.083359 | 0.083359
1866 | 0 | 0
1867 | 0 | 0
1868 | 0 | 0
1869 | 0 | 0
1870 | 0 | 0
1871 | 0 | 0
1872 | 0 | 0
1873 | 0 | 0
1874 | 0 | 0
1875 | 0 | 0
1876 | 0 | 0
1877 | 0 | 0
1878 | 0.0076751 | 0.0076751
1879 | 0.085278 | 0.085278
1880 | 0.20718 | 0.20718
1881 | 0.34099 | 0.34099
1882 | 0.44927 | 0.44927
1883 | 0.53389 | 0.53389
1884 | 0.56151 | 0.56151
1885 | 0.53508 | 0.53508
1886 | 0.47479 | 0.47479
1887 | 0.37387 | 0.37387
1888 | 0.22368 | 0.22368
1889 | 0.067352 | 0.067352
1890 | 0 | 0
1891 | 0 | 0
1892 | 0 | 0
1893 | 0 | 0
1894 | 0 | 0
1895 | 0 | 0
1896 | 0 | 0
1897 | 0 | 0
1898 | 0 | 0
1899 | 0 | 0
1900 | 0 | 0
1901 | 0 | 0
1902 | 0.012129 | 0.012129
1903 | 0.1064 | 0.1064
1904 | 0.25332 | 0.25332
1905 | 0.41352 | 0.41352
1906 | 0.53852 | 0.53852
1907 | 0.63208 | 0.63208
1908 | 0.63352 | 0.63352
1909 | 0.62136 | 0.62136
1910 | 0.52639 | 0.52639
1911 | 0.40953 | 0.40953
1912 | 0.24529 | 0.24529
1913 | 0.069485 | 0.069485
1914 | 0 | 0
1915 | 0 | 0
1916 | 0 | 0
1917 | 0 | 0
1918 | 0 | 0
1919 | 0 | 0
1920 | 0 | 0
1921 | 0 | 0
1922 | 0 | 0
1923 | 0 | 0
1924 | 0 | 0
1925 | 0 | 0
1926 | 0.005622 | 0.005622
1927 | 0.069739 | 0.069739
1928 | 0.18538 | 0.18538
1929 | 0.31108 | 0.31108
1930 | 0.45621 | 0.45621
1931 | 0.54661 | 0.54661
1932 | 0.56895 | 0.56895
1933 | 0.53136 | 0.53136
1934 | 0.46166 | 0.46166
1935 | 0.33424 | 0.33424
1936 | 0.18235 | 0.18235
1937 | 0.053716 | 0.053716
1938 | 0 | 0
1939 | 0 | 0
1940 | 0 | 0
1941 | 0 | 0
1942 | 0 | 0
1943 | 0 | 0
1944 | 0 | 0
1945 | 0 | 0
1946 | 0 | 0
1947 | 0 | 0
1948 | 0 | 0
1949 | 0 | 0
1950 | 0.0040429 | 0.0040429
1951 | 0.05099 | 0.05099
1952 | 0.1497 | 0.1497
1953 | 0.32654 | 0.32654
1954 | 0.46273 | 0.46273
1955 | 0.53546 | 0.53546
1956 | 0.55385 | 0.55385
1957 | 0.52345 | 0.52345
1958 | 0.45237 | 0.45237
1959 | 0.33779 | 0.33779
1960 | 0.1853 | 0.1853
1961 | 0.056832 | 0.056832
1962 | 0 | 0
1963 | 0 | 0
1964 | 0 | 0
1965 | 0 | 0
1966 | 0 | 0
1967 | 0 | 0
1968 | 0 | 0
1969 | 0 | 0
1970 | 0 | 0
1971 | 0 | 0
1972 | 0 | 0
1973 | 0 | 0
1974 | 0.010088 | 0.010088
1975 | 0.083428 | 0.083428
1976 | 0.19954 | 0.19954
1977 | 0.35301 | 0.35301
1978 | 0.45608 | 0.45608
1979 | 0.48378 | 0.48378
1980 | 0.47706 | 0.47706
1981 | 0.45066 | 0.45066
1982 | 0.38142 | 0.38142
1983 | 0.27979 | 0.27979
1984 | 0.16607 | 0.16607
1985 | 0.05514 | 0.05514
1986 | 0.00012092 | 0.00012092
1987 | 0 | 0
1988 | 0 | 0
1989 | 0 | 0
1990 | 0 | 0
1991 | 0 | 0
1992 | 0 | 0
1993 | 0 | 0
1994 | 0 | 0
1995 | 0 | 0
1996 | 0 | 0
1997 | 0 | 0
1998 | 0.016427 | 0.016427
1999 | 0.1102 | 0.1102
2000 | 0.2762 | 0.2762
2001 | 0.43628 | 0.43628
2002 | 0.5045 | 0.5045
2003 | 0.55062 | 0.55062
2004 | 0.59247 | 0.59247
2005 | 0.58586 | 0.58586
2006 | 0.51833 | 0.51833
2007 | 0.39589 | 0.39589
2008 | 0.22296 | 0.22296
2009 | 0.055553 | 0.055553
2010 | 0 | 0
2011 | 0 | 0
2012 | 0 | 0
2013 | 0 | 0
2014 | 0 | 0
2015 | 0 | 0
2016 | 0 | 0
2017 | 0 | 0
2018 | 0 | 0
2019 | 0 | 0
2020 | 0 | 0
2021 | 0 | 0
2022 | 0.0060658 | 0.0060658
2023 | 0.05403 | 0.05403
2024 | 0.12746 | 0.12746
2025 | 0.20992 | 0.20992
2026 | 0.25524 | 0.25524
2027 | 0.26696 | 0.26696
2028 | 0.23206 | 0.23206
2029 | 0.16176 | 0.16176
2030 | 0.10325 | 0.10325
2031 | 0.058581 | 0.058581
2032 | 0.027738 | 0.027738
2033 | 0.0069928 | 0.0069928
2034 | 0 | 0
2035 | 0 | 0
2036 | 0 | 0
2037 | 0 | 0
2038 | 0 | 0
2039 | 0 | 0
2040 | 0 | 0
2041 | 0 | 0
2042 | 0 | 0
2043 | 0 | 0
2044 | 0 | 0
2045 | 0 | 0
2046 | 0.003428 | 0.003428
2047 | 0.044157 | 0.044157
2048 | 0.12665 | 0.12665
2049 | 0.2728 | 0.2728
2050 | 0.44901 | 0.44901
2051 | 0.555 | 0.555
2052 | 0.60295 | 0.60295
2053 | 0.59756 | 0.59756
2054 | 0.54126 | 0.54126
2055 | 0.42891 | 0.42891
2056 | 0.28381 | 0.28381
2057 | 0.1189 | 0.1189
2058 | 0.0024146 | 0.0024146
2059 | 0 | 0
2060 | 0 | 0
2061 | 0 | 0
2062 | 0 | 0
2063 | 0 | 0
2064 | 0 | 0
2065 | 0 | 0
2066 | 0 | 0
2067 | 0 | 0
2068 | 0 | 0
2069 | 0 | 0
2070 | 0.034359 | 0.034359
2071 | 0.17665 | 0.17665
2072 | 0.34099 | 0.34099
2073 | 0.46223 | 0.46223
2074 | 0.52323 | 0.52323
2075 | 0.52735 | 0.52735
2076 | 0.48335 | 0.48335
2077 | 0.41705 | 0.41705
2078 | 0.3363 | 0.3363
2079 | 0.23624 | 0.23624
2080 | 0.1241 | 0.1241
2081 | 0.038039 | 0.038039
2082 | 0.00012092 | 0.00012092
2083 | 0 | 0
2084 | 0 | 0
2085 | 0 | 0
2086 | 0 | 0
2087 | 0 | 0
2088 | 0 | 0
2089 | 0 | 0
2090 | 0 | 0
2091 | 0 | 0
2092 | 0 | 0
2093 | 0 | 0
2094 | 0.036423 | 0.036423
2095 | 0.1426 | 0.1426
2096 | 0.28192 | 0.28192
2097 | 0.40833 | 0.40833
2098 | 0.46623 | 0.46623
2099 | 0.46413 | 0.46413
2100 | 0.37253 | 0.37253
2101 | 0.27991 | 0.27991
2102 | 0.25417 | 0.25417
2103 | 0.22779 | 0.22779
2104 | 0.15546 | 0.15546
2105 | 0.066088 | 0.066088
2106 | 0.0011596 | 0.0011596
2107 | 0 | 0
2108 | 0 | 0
2109 | 0 | 0
2110 | 0 | 0
2111 | 0 | 0
2112 | 0 | 0
2113 | 0 | 0
2114 | 0 | 0
2115 | 0 | 0
2116 | 0 | 0
2117 | 0.00049699 | 0.00049699
2118 | 0.028657 | 0.028657
2119 | 0.14171 | 0.14171
2120 | 0.31295 | 0.31295
2121 | 0.45251 | 0.45251
2122 | 0.53977 | 0.53977
2123 | 0.58823 | 0.58823
2124 | 0.57996 | 0.57996
2125 | 0.54097 | 0.54097
2126 | 0.46971 | 0.46971
2127 | 0.35368 | 0.35368
2128 | 0.20667 | 0.20667
2129 | 0.06826 | 0.06826
2130 | 0.0013398 | 0.0013398
2131 | 0 | 0
2132 | 0 | 0
2133 | 0 | 0
2134 | 0 | 0
2135 | 0 | 0
2136 | 0 | 0
2137 | 0 | 0
2138 | 0 | 0
2139 | 0 | 0
2140 | 0 | 0
2141 | 0 | 0
2142 | 0.0084125 | 0.0084125
2143 | 0.045092 | 0.045092
2144 | 0.09813 | 0.09813
2145 | 0.15864 | 0.15864
2146 | 0.209 | 0.209
2147 | 0.2809 | 0.2809
2148 | 0.3051 | 0.3051
2149 | 0.28211 | 0.28211
2150 | 0.25341 | 0.25341
2151 | 0.19971 | 0.19971
2152 | 0.1375 | 0.1375
2153 | 0.060435 | 0.060435
2154 | 0.0025238 | 0.0025238
2155 | 0 | 0
2156 | 0 | 0
2157 | 0 | 0
2158 | 0 | 0
2159 | 0 | 0
2160 | 0 | 0
2161 | 0 | 0
2162 | 0 | 0
2163 | 0 | 0
2164 | 0 | 0
2165 | 0 | 0
2166 | 0.031921 | 0.031921
2167 | 0.16159 | 0.16159
2168 | 0.32304 | 0.32304
2169 | 0.46853 | 0.46853
2170 | 0.57753 | 0.57753
2171 | 0.63666 | 0.63666
2172 | 0.63772 | 0.63772
2173 | 0.5948 | 0.5948
2174 | 0.50156 | 0.50156
2175 | 0.36219 | 0.36219
2176 | 0.19957 | 0.19957
2177 | 0.059191 | 0.059191
2178 | 0.00082026 | 0.00082026
2179 | 0 | 0
2180 | 0 | 0
2181 | 0 | 0
2182 | 0 | 0
2183 | 0 | 0
2184 | 0 | 0
2185 | 0 | 0
2186 | 0 | 0
2187 | 0 | 0
2188 | 0 | 0
2189 | 0 | 0
2190 | 0.022208 | 0.022208
2191 | 0.09506 | 0.09506
2192 | 0.19083 | 0.19083
2193 | 0.26564 | 0.26564
2194 | 0.29171 | 0.29171
2195 | 0.29127 | 0.29127
2196 | 0.29011 | 0.29011
2197 | 0.27582 | 0.27582
2198 | 0.24983 | 0.24983
2199 | 0.2032 | 0.2032
2200 | 0.13207 | 0.13207
2201 | 0.056204 | 0.056204
2202 | 0.0026695 | 0.0026695
2203 | 0 | 0
2204 | 0 | 0
2205 | 0 | 0
2206 | 0 | 0
2207 | 0 | 0
2208 | 0 | 0
2209 | 0 | 0
2210 | 0 | 0
2211 | 0 | 0
2212 | 0 | 0
2213 | 0 | 0
2214 | 0.038258 | 0.038258
2215 | 0.1547 | 0.1547
2216 | 0.29534 | 0.29534
2217 | 0.43229 | 0.43229
2218 | 0.54035 | 0.54035
2219 | 0.60461 | 0.60461
2220 | 0.61557 | 0.61557
2221 | 0.61606 | 0.61606
2222 | 0.53201 | 0.53201
2223 | 0.40765 | 0.40765
2224 | 0.25242 | 0.25242
2225 | 0.098299 | 0.098299
2226 | 0.0050792 | 0.0050792
2227 | 0 | 0
2228 | 0 | 0
2229 | 0 | 0
2230 | 0 | 0
2231 | 0 | 0
2232 | 0 | 0
2233 | 0 | 0
2234 | 0 | 0
2235 | 0 | 0
2236 | 0 | 0
2237 | 0 | 0
2238 | 0.029591 | 0.029591
2239 | 0.12897 | 0.12897
2240 | 0.28011 | 0.28011
2241 | 0.40491 | 0.40491
2242 | 0.47612 | 0.47612
2243 | 0.49954 | 0.49954
2244 | 0.47191 | 0.47191
2245 | 0.43125 | 0.43125
2246 | 0.36756 | 0.36756
2247 | 0.2858 | 0.2858
2248 | 0.18043 | 0.18043
2249 | 0.081883 | 0.081883
2250 | 0.0052459 | 0.0052459
2251 | 0 | 0
2252 | 0 | 0
2253 | 0 | 0
2254 | 0 | 0
2255 | 0 | 0
2256 | 0 | 0
2257 | 0 | 0
2258 | 0 | 0
2259 | 0 | 0
2260 | 0 | 0
2261 | 0 | 0
2262 | 0.028797 | 0.028797
2263 | 0.10544 | 0.10544
2264 | 0.20299 | 0.20299
2265 | 0.31385 | 0.31385
2266 | 0.42065 | 0.42065
2267 | 0.50172 | 0.50172
2268 | 0.52429 | 0.52429
2269 | 0.51583 | 0.51583
2270 | 0.43414 | 0.43414
2271 | 0.33124 | 0.33124
2272 | 0.20988 | 0.20988
2273 | 0.086688 | 0.086688
2274 | 0.0061236 | 0.0061236
2275 | 0 | 0
2276 | 0 | 0
2277 | 0 | 0
2278 | 0 | 0
2279 | 0 | 0
2280 | 0 | 0
2281 | 0 | 0
2282 | 0 | 0
2283 | 0 | 0
2284 | 0 | 0
2285 | 0 | 0
2286 | 0.041919 | 0.041919
2287 | 0.13571 | 0.13571
2288 | 0.26639 | 0.26639
2289 | 0.39212 | 0.39212
2290 | 0.47829 | 0.47829
2291 | 0.52438 | 0.52438
2292 | 0.53108 | 0.53108
2293 | 0.51764 | 0.51764
2294 | 0.4408 | 0.4408
2295 | 0.32747 | 0.32747
2296 | 0.18981 | 0.18981
2297 | 0.071558 | 0.071558
2298 | 0.0047383 | 0.0047383
2299 | 0 | 0
2300 | 0 | 0
2301 | 0 | 0
2302 | 0 | 0
2303 | 0 | 0
2304 | 0 | 0
2305 | 0 | 0
2306 | 0 | 0
2307 | 0 | 0
2308 | 0 | 0
2309 | 0 | 0
2310 | 0.021554 | 0.021554
2311 | 0.1 | 0.1
2312 | 0.28332 | 0.28332
2313 | 0.4258 | 0.4258
2314 | 0.50194 | 0.50194
2315 | 0.54993 | 0.54993
2316 | 0.56382 | 0.56382
2317 | 0.54473 | 0.54473
2318 | 0.48648 | 0.48648
2319 | 0.38487 | 0.38487
2320 | 0.2438 | 0.2438
2321 | 0.10281 | 0.10281
2322 | 0.01041 | 0.01041
2323 | 0 | 0
2324 | 0 | 0
2325 | 0 | 0
2326 | 0 | 0
2327 | 0 | 0
2328 | 0 | 0
2329 | 0 | 0
2330 | 0 | 0
2331 | 0 | 0
2332 | 0 | 0
2333 | 0 | 0
2334 | 0.050779 | 0.050779
2335 | 0.16185 | 0.16185
2336 | 0.28514 | 0.28514
2337 | 0.39735 | 0.39735
2338 | 0.48059 | 0.48059
2339 | 0.53443 | 0.53443
2340 | 0.54457 | 0.54457
2341 | 0.49532 | 0.49532
2342 | 0.40118 | 0.40118
2343 | 0.28605 | 0.28605
2344 | 0.17809 | 0.17809
2345 | 0.086142 | 0.086142
2346 | 0.011205 | 0.011205
2347 | 0 | 0
2348 | 0 | 0
2349 | 0 | 0
2350 | 0 | 0
2351 | 0 | 0
2352 | 0 | 0
2353 | 0 | 0
2354 | 0 | 0
2355 | 0 | 0
2356 | 0 | 0
2357 | 0 | 0
2358 | 0.034951 | 0.034951
2359 | 0.12162 | 0.12162
2360 | 0.22907 | 0.22907
2361 | 0.31292 | 0.31292
2362 | 0.35917 | 0.35917
2363 | 0.3708 | 0.3708
2364 | 0.34447 | 0.34447
2365 | 0.29866 | 0.29866
2366 | 0.24777 | 0.24777
2367 | 0.1836 | 0.1836
2368 | 0.11465 | 0.11465
2369 | 0.04766 | 0.04766
2370 | 0.0051663 | 0.0051663
2371 | 0 | 0
2372 | 0 | 0
2373 | 0 | 0
2374 | 0 | 0
2375 | 0 | 0
2376 | 0 | 0
2377 | 0 | 0
2378 | 0 | 0
2379 | 0 | 0
2380 | 0 | 0
2381 | 0 | 0
2382 | 0.043706 | 0.043706
2383 | 0.14317 | 0.14317
2384 | 0.2524 | 0.2524
2385 | 0.35076 | 0.35076
2386 | 0.41399 | 0.41399
2387 | 0.43177 | 0.43177
2388 | 0.42621 | 0.42621
2389 | 0.39151 | 0.39151
2390 | 0.32283 | 0.32283
2391 | 0.23028 | 0.23028
2392 | 0.13272 | 0.13272
2393 | 0.050432 | 0.050432
2394 | 0.0048196 | 0.0048196
2395 | 0 | 0
2396 | 0 | 0
2397 | 0 | 0
2398 | 0 | 0
2399 | 0 | 0
2400 | 0 | 0
2401 | 0 | 0
2402 | 0 | 0
2403 | 0 | 0
2404 | 0 | 0
2405 | 0.00013737 | 0.00013737
2406 | 0.058659 | 0.058659
2407 | 0.19131 | 0.19131
2408 | 0.34656 | 0.34656
2409 | 0.48369 | 0.48369
2410 | 0.57943 | 0.57943
2411 | 0.6364 | 0.6364
2412 | 0.64167 | 0.64167
2413 | 0.61285 | 0.61285
2414 | 0.53795 | 0.53795
2415 | 0.42693 | 0.42693
2416 | 0.28287 | 0.28287
2417 | 0.13592 | 0.13592
2418 | 0.024207 | 0.024207
2419 | 0 | 0
2420 | 0 | 0
2421 | 0 | 0
2422 | 0 | 0
2423 | 0 | 0
2424 | 0 | 0
2425 | 0 | 0
2426 | 0 | 0
2427 | 0 | 0
2428 | 0 | 0
2429 | 0.00014638 | 0.00014638
2430 | 0.048556 | 0.048556
2431 | 0.18971 | 0.18971
2432 | 0.38248 | 0.38248
2433 | 0.53519 | 0.53519
2434 | 0.6319 | 0.6319
2435 | 0.67744 | 0.67744
2436 | 0.68579 | 0.68579
2437 | 0.6542 | 0.6542
2438 | 0.57449 | 0.57449
2439 | 0.45826 | 0.45826
2440 | 0.31055 | 0.31055
2441 | 0.15258 | 0.15258
2442 | 0.027632 | 0.027632
2443 | 0 | 0
2444 | 0 | 0
2445 | 0 | 0
2446 | 0 | 0
2447 | 0 | 0
2448 | 0 | 0
2449 | 0 | 0
2450 | 0 | 0
2451 | 0 | 0
2452 | 0 | 0
2453 | 0 | 0
2454 | 0.031794 | 0.031794
2455 | 0.095587 | 0.095587
2456 | 0.16955 | 0.16955
2457 | 0.25563 | 0.25563
2458 | 0.31941 | 0.31941
2459 | 0.38141 | 0.38141
2460 | 0.40038 | 0.40038
2461 | 0.42749 | 0.42749
2462 | 0.4252 | 0.4252
2463 | 0.35859 | 0.35859
2464 | 0.25446 | 0.25446
2465 | 0.12924 | 0.12924
2466 | 0.022356 | 0.022356
2467 | 0 | 0
2468 | 0 | 0
2469 | 0 | 0
2470 | 0 | 0
2471 | 0 | 0
2472 | 0 | 0
2473 | 0 | 0
2474 | 0 | 0
2475 | 0 | 0
2476 | 0 | 0
2477 | 0.00049738 | 0.00049738
2478 | 0.053073 | 0.053073
2479 | 0.16213 | 0.16213
2480 | 0.32649 | 0.32649
2481 | 0.47636 | 0.47636
2482 | 0.55582 | 0.55582
2483 | 0.55987 | 0.55987
2484 | 0.5078 | 0.5078
2485 | 0.42546 | 0.42546
2486 | 0.3189 | 0.3189
2487 | 0.20255 | 0.20255
2488 | 0.10677 | 0.10677
2489 | 0.045636 | 0.045636
2490 | 0.0073147 | 0.0073147
2491 | 0 | 0
2492 | 0 | 0
2493 | 0 | 0
2494 | 0 | 0
2495 | 0 | 0
2496 | 0 | 0
2497 | 0 | 0
2498 | 0 | 0
2499 | 0 | 0
2500 | 0 | 0
2501 | 0 | 0
2502 | 0.020776 | 0.020776
2503 | 0.076179 | 0.076179
2504 | 0.22091 | 0.22091
2505 | 0.38281 | 0.38281
2506 | 0.48447 | 0.48447
2507 | 0.5453 | 0.5453
2508 | 0.55398 | 0.55398
2509 | 0.52337 | 0.52337
2510 | 0.47303 | 0.47303
2511 | 0.38987 | 0.38987
2512 | 0.27661 | 0.27661
2513 | 0.14013 | 0.14013
2514 | 0.030192 | 0.030192
2515 | 0 | 0
2516 | 0 | 0
2517 | 0 | 0
2518 | 0 | 0
2519 | 0 | 0
2520 | 0 | 0
2521 | 0 | 0
2522 | 0 | 0
2523 | 0 | 0
2524 | 0 | 0
2525 | 0 | 0
2526 | 0.026532 | 0.026532
2527 | 0.067448 | 0.067448
2528 | 0.12786 | 0.12786
2529 | 0.21582 | 0.21582
2530 | 0.28485 | 0.28485
2531 | 0.31946 | 0.31946
2532 | 0.32607 | 0.32607
2533 | 0.31536 | 0.31536
2534 | 0.32153 | 0.32153
2535 | 0.27433 | 0.27433
2536 | 0.18614 | 0.18614
2537 | 0.077986 | 0.077986
2538 | 0.011741 | 0.011741
2539 | 0 | 0
2540 | 0 | 0
2541 | 0 | 0
2542 | 0 | 0
2543 | 0 | 0
2544 | 0 | 0
2545 | 0 | 0
2546 | 0 | 0
2547 | 0 | 0
2548 | 0 | 0
2549 | 0.00161 | 0.00161
2550 | 0.05757 | 0.05757
2551 | 0.15424 | 0.15424
2552 | 0.24382 | 0.24382
2553 | 0.31202 | 0.31202
2554 | 0.36724 | 0.36724
2555 | 0.34402 | 0.34402
2556 | 0.33919 | 0.33919
2557 | 0.42782 | 0.42782
2558 | 0.47447 | 0.47447
2559 | 0.36773 | 0.36773
2560 | 0.2181 | 0.2181
2561 | 0.098312 | 0.098312
2562 | 0.020264 | 0.020264
2563 | 0 | 0
2564 | 0 | 0
2565 | 0 | 0
2566 | 0 | 0
2567 | 0 | 0
2568 | 0 | 0
2569 | 0 | 0
2570 | 0 | 0
2571 | 0 | 0
2572 | 0 | 0
2573 | 0.0016057 | 0.0016057
2574 | 0.051681 | 0.051681
2575 | 0.13872 | 0.13872
2576 | 0.22783 | 0.22783
2577 | 0.31272 | 0.31272
2578 | 0.3114 | 0.3114
2579 | 0.32329 | 0.32329
2580 | 0.31574 | 0.31574
2581 | 0.29081 | 0.29081
2582 | 0.26469 | 0.26469
2583 | 0.22382 | 0.22382
2584 | 0.13221 | 0.13221
2585 | 0.056698 | 0.056698
2586 | 0.0099907 | 0.0099907
2587 | 0 | 0
2588 | 0 | 0
2589 | 0 | 0
2590 | 0 | 0
2591 | 0 | 0
2592 | 0 | 0
2593 | 0 | 0
2594 | 0 | 0
2595 | 0 | 0
2596 | 0 | 0
2597 | 0.00046528 | 0.00046528
2598 | 0.043071 | 0.043071
2599 | 0.13971 | 0.13971
2600 | 0.27856 | 0.27856
2601 | 0.40017 | 0.40017
2602 | 0.49838 | 0.49838
2603 | 0.53375 | 0.53375
2604 | 0.56191 | 0.56191
2605 | 0.53853 | 0.53853
2606 | 0.46768 | 0.46768
2607 | 0.35848 | 0.35848
2608 | 0.23324 | 0.23324
2609 | 0.11171 | 0.11171
2610 | 0.026862 | 0.026862
2611 | 0 | 0
2612 | 0 | 0
2613 | 0 | 0
2614 | 0 | 0
2615 | 0 | 0
2616 | 0 | 0
2617 | 0 | 0
2618 | 0 | 0
2619 | 0 | 0
2620 | 0 | 0
2621 | 0.0079701 | 0.0079701
2622 | 0.10593 | 0.10593
2623 | 0.25807 | 0.25807
2624 | 0.41996 | 0.41996
2625 | 0.54973 | 0.54973
2626 | 0.63954 | 0.63954
2627 | 0.66856 | 0.66856
2628 | 0.67252 | 0.67252
2629 | 0.64485 | 0.64485
2630 | 0.5785 | 0.5785
2631 | 0.46803 | 0.46803
2632 | 0.31887 | 0.31887
2633 | 0.15753 | 0.15753
2634 | 0.038503 | 0.038503
2635 | 0 | 0
2636 | 0 | 0
2637 | 0 | 0
2638 | 0 | 0
2639 | 0 | 0
2640 | 0 | 0
2641 | 0 | 0
2642 | 0 | 0
2643 | 0 | 0
2644 | 0 | 0
2645 | 0.0087819 | 0.0087819
2646 | 0.10963 | 0.10963
2647 | 0.2707 | 0.2707
2648 | 0.43999 | 0.43999
2649 | 0.57969 | 0.57969
2650 | 0.6767 | 0.6767
2651 | 0.73218 | 0.73218
2652 | 0.74175 | 0.74175
2653 | 0.70861 | 0.70861
2654 | 0.63331 | 0.63331
2655 | 0.517 | 0.517
2656 | 0.36704 | 0.36704
2657 | 0.20444 | 0.20444
2658 | 0.061439 | 0.061439
2659 | 0 | 0
2660 | 0 | 0
2661 | 0 | 0
2662 | 0 | 0
2663 | 0 | 0
2664 | 0 | 0
2665 | 0 | 0
2666 | 0 | 0
2667 | 0 | 0
2668 | 0 | 0
2669 | 0.014539 | 0.014539
2670 | 0.12874 | 0.12874
2671 | 0.28838 | 0.28838
2672 | 0.44932 | 0.44932
2673 | 0.58074 | 0.58074
2674 | 0.6727 | 0.6727
2675 | 0.7223 | 0.7223
2676 | 0.72954 | 0.72954
2677 | 0.69633 | 0.69633
2678 | 0.6222 | 0.6222
2679 | 0.50845 | 0.50845
2680 | 0.36158 | 0.36158
2681 | 0.20188 | 0.20188
2682 | 0.061734 | 0.061734
2683 | 0 | 0
2684 | 0 | 0
2685 | 0 | 0
2686 | 0 | 0
2687 | 0 | 0
2688 | 0 | 0
2689 | 0 | 0
2690 | 0 | 0
2691 | 0 | 0
2692 | 0 | 0
2693 | 0.011034 | 0.011034
2694 | 0.10193 | 0.10193
2695 | 0.22931 | 0.22931
2696 | 0.35468 | 0.35468
2697 | 0.43259 | 0.43259
2698 | 0.45701 | 0.45701
2699 | 0.48699 | 0.48699
2700 | 0.49259 | 0.49259
2701 | 0.46283 | 0.46283
2702 | 0.39444 | 0.39444
2703 | 0.29814 | 0.29814
2704 | 0.19119 | 0.19119
2705 | 0.092532 | 0.092532
2706 | 0.021123 | 0.021123
2707 | 0 | 0
2708 | 0 | 0
2709 | 0 | 0
2710 | 0 | 0
2711 | 0 | 0
2712 | 0 | 0
2713 | 0 | 0
2714 | 0 | 0
2715 | 0 | 0
2716 | 0 | 0
2717 | 0.0018836 | 0.0018836
2718 | 0.038401 | 0.038401
2719 | 0.10378 | 0.10378
2720 | 0.17896 | 0.17896
2721 | 0.24666 | 0.24666
2722 | 0.29801 | 0.29801
2723 | 0.31207 | 0.31207
2724 | 0.28454 | 0.28454
2725 | 0.2471 | 0.2471
2726 | 0.20148 | 0.20148
2727 | 0.15359 | 0.15359
2728 | 0.10673 | 0.10673
2729 | 0.054823 | 0.054823
2730 | 0.015022 | 0.015022
2731 | 0 | 0
2732 | 0 | 0
2733 | 0 | 0
2734 | 0 | 0
2735 | 0 | 0
2736 | 0 | 0
2737 | 0 | 0
2738 | 0 | 0
2739 | 0 | 0
2740 | 0 | 0
2741 | 0.0080025 | 0.0080025
2742 | 0.094127 | 0.094127
2743 | 0.26074 | 0.26074
2744 | 0.35532 | 0.35532
2745 | 0.45111 | 0.45111
2746 | 0.49185 | 0.49185
2747 | 0.51037 | 0.51037
2748 | 0.49551 | 0.49551
2749 | 0.43746 | 0.43746
2750 | 0.34654 | 0.34654
2751 | 0.24429 | 0.24429
2752 | 0.15443 | 0.15443
2753 | 0.074746 | 0.074746
2754 | 0.018827 | 0.018827
2755 | 0 | 0
2756 | 0 | 0
2757 | 0 | 0
2758 | 0 | 0
2759 | 0 | 0
2760 | 0 | 0
2761 | 0 | 0
2762 | 0 | 0
2763 | 0 | 0
2764 | 0 | 0
2765 | 0.004124 | 0.004124
2766 | 0.056864 | 0.056864
2767 | 0.18809 | 0.18809
2768 | 0.30729 | 0.30729
2769 | 0.38869 | 0.38869
2770 | 0.45595 | 0.45595
2771 | 0.47884 | 0.47884
2772 | 0.45361 | 0.45361
2773 | 0.41542 | 0.41542
2774 | 0.35646 | 0.35646
2775 | 0.29887 | 0.29887
2776 | 0.21721 | 0.21721
2777 | 0.1157 | 0.1157
2778 | 0.029507 | 0.029507
2779 | 0 | 0
2780 | 0 | 0
2781 | 0 | 0
2782 | 0 | 0
2783 | 0 | 0
2784 | 0 | 0
2785 | 0 | 0
2786 | 0 | 0
2787 | 0 | 0
2788 | 0 | 0
2789 | 0.0033132 | 0.0033132
2790 | 0.043822 | 0.043822
2791 | 0.12115 | 0.12115
2792 | 0.21686 | 0.21686
2793 | 0.31182 | 0.31182
2794 | 0.37864 | 0.37864
2795 | 0.40543 | 0.40543
2796 | 0.39421 | 0.39421
2797 | 0.35848 | 0.35848
2798 | 0.3017 | 0.3017
2799 | 0.23497 | 0.23497
2800 | 0.15751 | 0.15751
2801 | 0.085133 | 0.085133
2802 | 0.023981 | 0.023981
2803 | 0 | 0
2804 | 0 | 0
2805 | 0 | 0
2806 | 0 | 0
2807 | 0 | 0
2808 | 0 | 0
2809 | 0 | 0
2810 | 0 | 0
2811 | 0 | 0
2812 | 0 | 0
2813 | 0.004574 | 0.004574
2814 | 0.058875 | 0.058875
2815 | 0.1917 | 0.1917
2816 | 0.32713 | 0.32713
2817 | 0.40054 | 0.40054
2818 | 0.41848 | 0.41848
2819 | 0.42441 | 0.42441
2820 | 0.41931 | 0.41931
2821 | 0.39825 | 0.39825
2822 | 0.35337 | 0.35337
2823 | 0.27398 | 0.27398
2824 | 0.19989 | 0.19989
2825 | 0.11864 | 0.11864
2826 | 0.040663 | 0.040663
2827 | 0 | 0
2828 | 0 | 0
2829 | 0 | 0
2830 | 0 | 0
2831 | 0 | 0
2832 | 0 | 0
2833 | 0 | 0
2834 | 0 | 0
2835 | 0 | 0
2836 | 0 | 0
2837 | 0.017112 | 0.017112
2838 | 0.11261 | 0.11261
2839 | 0.25226 | 0.25226
2840 | 0.37016 | 0.37016
2841 | 0.40995 | 0.40995
2842 | 0.47755 | 0.47755
2843 | 0.50765 | 0.50765
2844 | 0.50613 | 0.50613
2845 | 0.47223 | 0.47223
2846 | 0.4057 | 0.4057
2847 | 0.33185 | 0.33185
2848 | 0.23277 | 0.23277
2849 | 0.13605 | 0.13605
2850 | 0.048628 | 0.048628
2851 | 0.00024184 | 0.00024184
2852 | 0 | 0
2853 | 0 | 0
2854 | 0 | 0
2855 | 0 | 0
2856 | 0 | 0
2857 | 0 | 0
2858 | 0 | 0
2859 | 0 | 0
2860 | 0 | 0
2861 | 0.027419 | 0.027419
2862 | 0.14295 | 0.14295
2863 | 0.30154 | 0.30154
2864 | 0.45957 | 0.45957
2865 | 0.5755 | 0.5755
2866 | 0.64619 | 0.64619
2867 | 0.69741 | 0.69741
2868 | 0.71126 | 0.71126
2869 | 0.68289 | 0.68289
2870 | 0.6107 | 0.6107
2871 | 0.4977 | 0.4977
2872 | 0.35656 | 0.35656
2873 | 0.2035 | 0.2035
2874 | 0.071419 | 0.071419
2875 | 0.00048617 | 0.00048617
2876 | 0 | 0
2877 | 0 | 0
2878 | 0 | 0
2879 | 0 | 0
2880 | 0 | 0
2881 | 0 | 0
2882 | 0 | 0
2883 | 0 | 0
2884 | 0 | 0
2885 | 0.024429 | 0.024429
2886 | 0.12887 | 0.12887
2887 | 0.27327 | 0.27327
2888 | 0.4246 | 0.4246
2889 | 0.55454 | 0.55454
2890 | 0.6428 | 0.6428
2891 | 0.68152 | 0.68152
2892 | 0.66417 | 0.66417
2893 | 0.60808 | 0.60808
2894 | 0.51784 | 0.51784
2895 | 0.39276 | 0.39276
2896 | 0.24634 | 0.24634
2897 | 0.12008 | 0.12008
2898 | 0.034728 | 0.034728
2899 | 0 | 0
2900 | 0 | 0
2901 | 0 | 0
2902 | 0 | 0
2903 | 0 | 0
2904 | 0 | 0
2905 | 0 | 0
2906 | 0 | 0
2907 | 0 | 0
2908 | 0 | 0
2909 | 0.0055385 | 0.0055385
2910 | 0.042794 | 0.042794
2911 | 0.10329 | 0.10329
2912 | 0.16899 | 0.16899
2913 | 0.23239 | 0.23239
2914 | 0.29101 | 0.29101
2915 | 0.34634 | 0.34634
2916 | 0.35488 | 0.35488
2917 | 0.30566 | 0.30566
2918 | 0.2375 | 0.2375
2919 | 0.16967 | 0.16967
2920 | 0.11233 | 0.11233
2921 | 0.059679 | 0.059679
2922 | 0.019177 | 0.019177
2923 | 0.00036277 | 0.00036277
2924 | 0 | 0
2925 | 0 | 0
2926 | 0 | 0
2927 | 0 | 0
2928 | 0 | 0
2929 | 0 | 0
2930 | 0 | 0
2931 | 0 | 0
2932 | 0 | 0
2933 | 0.020316 | 0.020316
2934 | 0.10612 | 0.10612
2935 | 0.24307 | 0.24307
2936 | 0.37929 | 0.37929
2937 | 0.49787 | 0.49787
2938 | 0.59525 | 0.59525
2939 | 0.65189 | 0.65189
2940 | 0.66289 | 0.66289
2941 | 0.63701 | 0.63701
2942 | 0.56973 | 0.56973
2943 | 0.46853 | 0.46853
2944 | 0.33894 | 0.33894
2945 | 0.19296 | 0.19296
2946 | 0.073556 | 0.073556
2947 | 0.0016593 | 0.0016593
2948 | 0 | 0
2949 | 0 | 0
2950 | 0 | 0
2951 | 0 | 0
2952 | 0 | 0
2953 | 0 | 0
2954 | 0 | 0
2955 | 0 | 0
2956 | 0 | 0
2957 | 0.025974 | 0.025974
2958 | 0.12097 | 0.12097
2959 | 0.25502 | 0.25502
2960 | 0.39866 | 0.39866
2961 | 0.51779 | 0.51779
2962 | 0.5572 | 0.5572
2963 | 0.53583 | 0.53583
2964 | 0.50119 | 0.50119
2965 | 0.43871 | 0.43871
2966 | 0.33771 | 0.33771
2967 | 0.21892 | 0.21892
2968 | 0.12378 | 0.12378
2969 | 0.063768 | 0.063768
2970 | 0.022185 | 0.022185
2971 | 0.00048369 | 0.00048369
2972 | 0 | 0
2973 | 0 | 0
2974 | 0 | 0
2975 | 0 | 0
2976 | 0 | 0
2977 | 0 | 0
2978 | 0 | 0
2979 | 0 | 0
2980 | 0 | 0
2981 | 0.025965 | 0.025965
2982 | 0.12578 | 0.12578
2983 | 0.27974 | 0.27974
2984 | 0.43783 | 0.43783
2985 | 0.56546 | 0.56546
2986 | 0.65971 | 0.65971
2987 | 0.71356 | 0.71356
2988 | 0.72401 | 0.72401
2989 | 0.69139 | 0.69139
2990 | 0.6153 | 0.6153
2991 | 0.49914 | 0.49914
2992 | 0.35789 | 0.35789
2993 | 0.20794 | 0.20794
2994 | 0.080365 | 0.080365
2995 | 0.0032043 | 0.0032043
2996 | 0 | 0
2997 | 0 | 0
2998 | 0 | 0
2999 | 0 | 0
3000 | 0 | 0
3001 | 0 | 0
3002 | 0 | 0
3003 | 0 | 0
3004 | 0 | 0
3005 | 0.031264 | 0.031264
3006 | 0.13899 | 0.13899
3007 | 0.29234 | 0.29234
3008 | 0.44028 | 0.44028
3009 | 0.56342 | 0.56342
3010 | 0.65595 | 0.65595
3011 | 0.70565 | 0.70565
3012 | 0.71357 | 0.71357
3013 | 0.68286 | 0.68286
3014 | 0.61577 | 0.61577
3015 | 0.50797 | 0.50797
3016 | 0.37011 | 0.37011
3017 | 0.21985 | 0.21985
3018 | 0.08624 | 0.08624
3019 | 0.0035991 | 0.0035991
3020 | 0 | 0
3021 | 0 | 0
3022 | 0 | 0
3023 | 0 | 0
3024 | 0 | 0
3025 | 0 | 0
3026 | 0 | 0
3027 | 0 | 0
3028 | 0 | 0
3029 | 0.034627 | 0.034627
3030 | 0.14434 | 0.14434
3031 | 0.30202 | 0.30202
3032 | 0.45381 | 0.45381
3033 | 0.57786 | 0.57786
3034 | 0.66509 | 0.66509
3035 | 0.71104 | 0.71104
3036 | 0.7184 | 0.7184
3037 | 0.68818 | 0.68818
3038 | 0.6193 | 0.6193
3039 | 0.51234 | 0.51234
3040 | 0.37356 | 0.37356
3041 | 0.22273 | 0.22273
3042 | 0.089515 | 0.089515
3043 | 0.0044716 | 0.0044716
3044 | 0 | 0
3045 | 0 | 0
3046 | 0 | 0
3047 | 0 | 0
3048 | 0 | 0
3049 | 0 | 0
3050 | 0 | 0
3051 | 0 | 0
3052 | 0 | 0
3053 | 0.039105 | 0.039105
3054 | 0.15046 | 0.15046
3055 | 0.29975 | 0.29975
3056 | 0.44914 | 0.44914
3057 | 0.57266 | 0.57266
3058 | 0.65785 | 0.65785
3059 | 0.70356 | 0.70356
3060 | 0.71068 | 0.71068
3061 | 0.68156 | 0.68156
3062 | 0.61456 | 0.61456
3063 | 0.50992 | 0.50992
3064 | 0.37227 | 0.37227
3065 | 0.22202 | 0.22202
3066 | 0.090285 | 0.090285
3067 | 0.0051835 | 0.0051835
3068 | 0 | 0
3069 | 0 | 0
3070 | 0 | 0
3071 | 0 | 0
3072 | 0 | 0
3073 | 0 | 0
3074 | 0 | 0
3075 | 0 | 0
3076 | 0 | 0
3077 | 0.040521 | 0.040521
3078 | 0.15235 | 0.15235
3079 | 0.3031 | 0.3031
3080 | 0.45263 | 0.45263
3081 | 0.57526 | 0.57526
3082 | 0.66271 | 0.66271
3083 | 0.70762 | 0.70762
3084 | 0.71407 | 0.71407
3085 | 0.6816 | 0.6816
3086 | 0.61362 | 0.61362
3087 | 0.50844 | 0.50844
3088 | 0.3722 | 0.3722
3089 | 0.22331 | 0.22331
3090 | 0.092271 | 0.092271
3091 | 0.0060377 | 0.0060377
3092 | 0 | 0
3093 | 0 | 0
3094 | 0 | 0
3095 | 0 | 0
3096 | 0 | 0
3097 | 0 | 0
3098 | 0 | 0
3099 | 0 | 0
3100 | 0 | 0
3101 | 0.038722 | 0.038722
3102 | 0.15033 | 0.15033
3103 | 0.29645 | 0.29645
3104 | 0.43373 | 0.43373
3105 | 0.54262 | 0.54262
3106 | 0.61807 | 0.61807
3107 | 0.65627 | 0.65627
3108 | 0.65396 | 0.65396
3109 | 0.60921 | 0.60921
3110 | 0.52794 | 0.52794
3111 | 0.42176 | 0.42176
3112 | 0.29988 | 0.29988
3113 | 0.17622 | 0.17622
3114 | 0.072532 | 0.072532
3115 | 0.0047618 | 0.0047618
3116 | 0 | 0
3117 | 0 | 0
3118 | 0 | 0
3119 | 0 | 0
3120 | 0 | 0
3121 | 0 | 0
3122 | 0 | 0
3123 | 0 | 0
3124 | 0 | 0
3125 | 0.032186 | 0.032186
3126 | 0.11849 | 0.11849
3127 | 0.22369 | 0.22369
3128 | 0.32521 | 0.32521
3129 | 0.39714 | 0.39714
3130 | 0.4378 | 0.4378
3131 | 0.45774 | 0.45774
3132 | 0.44938 | 0.44938
3133 | 0.40702 | 0.40702
3134 | 0.33219 | 0.33219
3135 | 0.25267 | 0.25267
3136 | 0.17207 | 0.17207
3137 | 0.08909 | 0.08909
3138 | 0.037821 | 0.037821
3139 | 0.0019946 | 0.0019946
3140 | 0 | 0
3141 | 0 | 0
3142 | 0 | 0
3143 | 0 | 0
3144 | 0 | 0
3145 | 0 | 0
3146 | 0 | 0
3147 | 0 | 0
3148 | 0 | 0
3149 | 0.029911 | 0.029911
3150 | 0.11794 | 0.11794
3151 | 0.26474 | 0.26474
3152 | 0.41539 | 0.41539
3153 | 0.54115 | 0.54115
3154 | 0.62055 | 0.62055
3155 | 0.65463 | 0.65463
3156 | 0.64667 | 0.64667
3157 | 0.59758 | 0.59758
3158 | 0.50336 | 0.50336
3159 | 0.37889 | 0.37889
3160 | 0.24257 | 0.24257
3161 | 0.12493 | 0.12493
3162 | 0.045114 | 0.045114
3163 | 0.0026912 | 0.0026912
3164 | 0 | 0
3165 | 0 | 0
3166 | 0 | 0
3167 | 0 | 0
3168 | 0 | 0
3169 | 0 | 0
3170 | 0 | 0
3171 | 0 | 0
3172 | 0 | 0
3173 | 0.024335 | 0.024335
3174 | 0.10397 | 0.10397
3175 | 0.21368 | 0.21368
3176 | 0.31865 | 0.31865
3177 | 0.39311 | 0.39311
3178 | 0.41342 | 0.41342
3179 | 0.39491 | 0.39491
3180 | 0.30253 | 0.30253
3181 | 0.23315 | 0.23315
3182 | 0.19509 | 0.19509
3183 | 0.16071 | 0.16071
3184 | 0.12383 | 0.12383
3185 | 0.069687 | 0.069687
3186 | 0.025139 | 0.025139
3187 | 0.0013776 | 0.0013776
3188 | 0 | 0
3189 | 0 | 0
3190 | 0 | 0
3191 | 0 | 0
3192 | 0 | 0
3193 | 0 | 0
3194 | 0 | 0
3195 | 0 | 0
3196 | 0 | 0
3197 | 0.010442 | 0.010442
3198 | 0.049289 | 0.049289
3199 | 0.10896 | 0.10896
3200 | 0.18136 | 0.18136
3201 | 0.2537 | 0.2537
3202 | 0.31455 | 0.31455
3203 | 0.32475 | 0.32475
3204 | 0.28645 | 0.28645
3205 | 0.24426 | 0.24426
3206 | 0.21494 | 0.21494
3207 | 0.1774 | 0.1774
3208 | 0.12786 | 0.12786
3209 | 0.08487 | 0.08487
3210 | 0.033912 | 0.033912
3211 | 0.0019461 | 0.0019461
3212 | 0 | 0
3213 | 0 | 0
3214 | 0 | 0
3215 | 0 | 0
3216 | 0 | 0
3217 | 0 | 0
3218 | 0 | 0
3219 | 0 | 0
3220 | 0 | 0
3221 | 0.025679 | 0.025679
3222 | 0.10118 | 0.10118
3223 | 0.2043 | 0.2043
3224 | 0.31778 | 0.31778
3225 | 0.42444 | 0.42444
3226 | 0.48248 | 0.48248
3227 | 0.50164 | 0.50164
3228 | 0.46791 | 0.46791
3229 | 0.41645 | 0.41645
3230 | 0.35593 | 0.35593
3231 | 0.2925 | 0.2925
3232 | 0.21443 | 0.21443
3233 | 0.12829 | 0.12829
3234 | 0.054505 | 0.054505
3235 | 0.0054278 | 0.0054278
3236 | 0 | 0
3237 | 0 | 0
3238 | 0 | 0
3239 | 0 | 0
3240 | 0 | 0
3241 | 0 | 0
3242 | 0 | 0
3243 | 0 | 0
3244 | 0 | 0
3245 | 0.034273 | 0.034273
3246 | 0.13604 | 0.13604
3247 | 0.27136 | 0.27136
3248 | 0.37809 | 0.37809
3249 | 0.47282 | 0.47282
3250 | 0.53018 | 0.53018
3251 | 0.56423 | 0.56423
3252 | 0.57536 | 0.57536
3253 | 0.5528 | 0.5528
3254 | 0.49805 | 0.49805
3255 | 0.40154 | 0.40154
3256 | 0.29131 | 0.29131
3257 | 0.17433 | 0.17433
3258 | 0.072883 | 0.072883
3259 | 0.0065819 | 0.0065819
3260 | 0 | 0
3261 | 0 | 0
3262 | 0 | 0
3263 | 0 | 0
3264 | 0 | 0
3265 | 0 | 0
3266 | 0 | 0
3267 | 0 | 0
3268 | 0 | 0
3269 | 0.026046 | 0.026046
3270 | 0.1015 | 0.1015
3271 | 0.19811 | 0.19811
3272 | 0.26771 | 0.26771
3273 | 0.31882 | 0.31882
3274 | 0.35131 | 0.35131
3275 | 0.35984 | 0.35984
3276 | 0.36562 | 0.36562
3277 | 0.34855 | 0.34855
3278 | 0.31362 | 0.31362
3279 | 0.25246 | 0.25246
3280 | 0.19278 | 0.19278
3281 | 0.1228 | 0.1228
3282 | 0.053626 | 0.053626
3283 | 0.0064689 | 0.0064689
3284 | 0 | 0
3285 | 0 | 0
3286 | 0 | 0
3287 | 0 | 0
3288 | 0 | 0
3289 | 0 | 0
3290 | 0 | 0
3291 | 0 | 0
3292 | 0 | 0
3293 | 0.025808 | 0.025808
3294 | 0.10016 | 0.10016
3295 | 0.21858 | 0.21858
3296 | 0.39734 | 0.39734
3297 | 0.53455 | 0.53455
3298 | 0.59659 | 0.59659
3299 | 0.63258 | 0.63258
3300 | 0.64448 | 0.64448
3301 | 0.62468 | 0.62468
3302 | 0.56059 | 0.56059
3303 | 0.46504 | 0.46504
3304 | 0.33918 | 0.33918
3305 | 0.2014 | 0.2014
3306 | 0.086902 | 0.086902
3307 | 0.011535 | 0.011535
3308 | 0 | 0
3309 | 0 | 0
3310 | 0 | 0
3311 | 0 | 0
3312 | 0 | 0
3313 | 0 | 0
3314 | 0 | 0
3315 | 0 | 0
3316 | 0.00028375 | 0.00028375
3317 | 0.050953 | 0.050953
3318 | 0.15847 | 0.15847
3319 | 0.30947 | 0.30947
3320 | 0.44959 | 0.44959
3321 | 0.56862 | 0.56862
3322 | 0.64507 | 0.64507
3323 | 0.69296 | 0.69296
3324 | 0.70029 | 0.70029
3325 | 0.67315 | 0.67315
3326 | 0.59713 | 0.59713
3327 | 0.46711 | 0.46711
3328 | 0.3112 | 0.3112
3329 | 0.1677 | 0.1677
3330 | 0.06376 | 0.06376
3331 | 0.006478 | 0.006478
3332 | 0 | 0
3333 | 0 | 0
3334 | 0 | 0
3335 | 0 | 0
3336 | 0 | 0
3337 | 0 | 0
3338 | 0 | 0
3339 | 0 | 0
3340 | 0 | 0
3341 | 0.016932 | 0.016932
3342 | 0.054151 | 0.054151
3343 | 0.099141 | 0.099141
3344 | 0.14272 | 0.14272
3345 | 0.17999 | 0.17999
3346 | 0.21277 | 0.21277
3347 | 0.23627 | 0.23627
3348 | 0.26825 | 0.26825
3349 | 0.31082 | 0.31082
3350 | 0.32527 | 0.32527
3351 | 0.27984 | 0.27984
3352 | 0.20089 | 0.20089
3353 | 0.11959 | 0.11959
3354 | 0.054232 | 0.054232
3355 | 0.0073272 | 0.0073272
3356 | 0 | 0
3357 | 0 | 0
3358 | 0 | 0
3359 | 0 | 0
3360 | 0 | 0
3361 | 0 | 0
3362 | 0 | 0
3363 | 0 | 0
3364 | 0.00010251 | 0.00010251
3365 | 0.039799 | 0.039799
3366 | 0.1267 | 0.1267
3367 | 0.24325 | 0.24325
3368 | 0.36562 | 0.36562
3369 | 0.487 | 0.487
3370 | 0.59334 | 0.59334
3371 | 0.65654 | 0.65654
3372 | 0.67609 | 0.67609
3373 | 0.65083 | 0.65083
3374 | 0.58946 | 0.58946
3375 | 0.47882 | 0.47882
3376 | 0.32514 | 0.32514
3377 | 0.17337 | 0.17337
3378 | 0.070761 | 0.070761
3379 | 0.010328 | 0.010328
3380 | 0 | 0
3381 | 0 | 0
3382 | 0 | 0
3383 | 0 | 0
3384 | 0 | 0
3385 | 0 | 0
3386 | 0 | 0
3387 | 0 | 0
3388 | 0.00028375 | 0.00028375
3389 | 0.052677 | 0.052677
3390 | 0.15868 | 0.15868
3391 | 0.29319 | 0.29319
3392 | 0.42607 | 0.42607
3393 | 0.53912 | 0.53912
3394 | 0.62068 | 0.62068
3395 | 0.67045 | 0.67045
3396 | 0.68438 | 0.68438
3397 | 0.66027 | 0.66027
3398 | 0.59622 | 0.59622
3399 | 0.49014 | 0.49014
3400 | 0.35447 | 0.35447
3401 | 0.20974 | 0.20974
3402 | 0.093745 | 0.093745
3403 | 0.01569 | 0.01569
3404 | 0 | 0
3405 | 0 | 0
3406 | 0 | 0
3407 | 0 | 0
3408 | 0 | 0
3409 | 0 | 0
3410 | 0 | 0
3411 | 0 | 0
3412 | 0.00038626 | 0.00038626
3413 | 0.052023 | 0.052023
3414 | 0.16162 | 0.16162
3415 | 0.30314 | 0.30314
3416 | 0.4433 | 0.4433
3417 | 0.55553 | 0.55553
3418 | 0.63622 | 0.63622
3419 | 0.68245 | 0.68245
3420 | 0.68816 | 0.68816
3421 | 0.65442 | 0.65442
3422 | 0.57777 | 0.57777
3423 | 0.4637 | 0.4637
3424 | 0.32195 | 0.32195
3425 | 0.17648 | 0.17648
3426 | 0.070028 | 0.070028
3427 | 0.0085828 | 0.0085828
3428 | 0 | 0
3429 | 0 | 0
3430 | 0 | 0
3431 | 0 | 0
3432 | 0 | 0
3433 | 0 | 0
3434 | 0 | 0
3435 | 0 | 0
3436 | 0 | 0
3437 | 0.034622 | 0.034622
3438 | 0.1133 | 0.1133
3439 | 0.20706 | 0.20706
3440 | 0.29395 | 0.29395
3441 | 0.38612 | 0.38612
3442 | 0.44627 | 0.44627
3443 | 0.4642 | 0.4642
3444 | 0.41779 | 0.41779
3445 | 0.34316 | 0.34316
3446 | 0.24993 | 0.24993
3447 | 0.17135 | 0.17135
3448 | 0.11084 | 0.11084
3449 | 0.060365 | 0.060365
3450 | 0.022029 | 0.022029
3451 | 0.0015901 | 0.0015901
3452 | 0 | 0
3453 | 0 | 0
3454 | 0 | 0
3455 | 0 | 0
3456 | 0 | 0
3457 | 0 | 0
3458 | 0 | 0
3459 | 0 | 0
3460 | 0 | 0
3461 | 0.0074864 | 0.0074864
3462 | 0.034273 | 0.034273
3463 | 0.069245 | 0.069245
3464 | 0.10398 | 0.10398
3465 | 0.14184 | 0.14184
3466 | 0.17269 | 0.17269
3467 | 0.19319 | 0.19319
3468 | 0.19788 | 0.19788
3469 | 0.19358 | 0.19358
3470 | 0.16467 | 0.16467
3471 | 0.13841 | 0.13841
3472 | 0.10392 | 0.10392
3473 | 0.064768 | 0.064768
3474 | 0.028541 | 0.028541
3475 | 0.0027001 | 0.0027001
3476 | 0 | 0
3477 | 0 | 0
3478 | 0 | 0
3479 | 0 | 0
3480 | 0 | 0
3481 | 0 | 0
3482 | 0 | 0
3483 | 0 | 0
3484 | 0 | 0
3485 | 0.027601 | 0.027601
3486 | 0.095281 | 0.095281
3487 | 0.1878 | 0.1878
3488 | 0.273 | 0.273
3489 | 0.36718 | 0.36718
3490 | 0.47949 | 0.47949
3491 | 0.54527 | 0.54527
3492 | 0.59037 | 0.59037
3493 | 0.60549 | 0.60549
3494 | 0.55097 | 0.55097
3495 | 0.45362 | 0.45362
3496 | 0.31918 | 0.31918
3497 | 0.17772 | 0.17772
3498 | 0.072034 | 0.072034
3499 | 0.01127 | 0.01127
3500 | 0 | 0
3501 | 0 | 0
3502 | 0 | 0
3503 | 0 | 0
3504 | 0 | 0
3505 | 0 | 0
3506 | 0 | 0
3507 | 0 | 0
3508 | 0.0009185 | 0.0009185
3509 | 0.050192 | 0.050192
3510 | 0.14648 | 0.14648
3511 | 0.30268 | 0.30268
3512 | 0.44627 | 0.44627
3513 | 0.5598 | 0.5598
3514 | 0.63828 | 0.63828
3515 | 0.67382 | 0.67382
3516 | 0.66812 | 0.66812
3517 | 0.62831 | 0.62831
3518 | 0.55745 | 0.55745
3519 | 0.45743 | 0.45743
3520 | 0.33201 | 0.33201
3521 | 0.20357 | 0.20357
3522 | 0.099313 | 0.099313
3523 | 0.020872 | 0.020872
3524 | 0 | 0
3525 | 0 | 0
3526 | 0 | 0
3527 | 0 | 0
3528 | 0 | 0
3529 | 0 | 0
3530 | 0 | 0
3531 | 0 | 0
3532 | 0.00067 | 0.00067
3533 | 0.034516 | 0.034516
3534 | 0.091817 | 0.091817
3535 | 0.15995 | 0.15995
3536 | 0.23344 | 0.23344
3537 | 0.30286 | 0.30286
3538 | 0.37954 | 0.37954
3539 | 0.42906 | 0.42906
3540 | 0.4479 | 0.4479
3541 | 0.43777 | 0.43777
3542 | 0.3784 | 0.3784
3543 | 0.28373 | 0.28373
3544 | 0.20374 | 0.20374
3545 | 0.14369 | 0.14369
3546 | 0.067015 | 0.067015
3547 | 0.010876 | 0.010876
3548 | 0 | 0
3549 | 0 | 0
3550 | 0 | 0
3551 | 0 | 0
3552 | 0 | 0
3553 | 0 | 0
3554 | 0 | 0
3555 | 0 | 0
3556 | 0.00038626 | 0.00038626
3557 | 0.034509 | 0.034509
3558 | 0.11289 | 0.11289
3559 | 0.2073 | 0.2073
3560 | 0.29333 | 0.29333
3561 | 0.35405 | 0.35405
3562 | 0.39056 | 0.39056
3563 | 0.39771 | 0.39771
3564 | 0.38106 | 0.38106
3565 | 0.34631 | 0.34631
3566 | 0.31239 | 0.31239
3567 | 0.26074 | 0.26074
3568 | 0.20592 | 0.20592
3569 | 0.13503 | 0.13503
3570 | 0.066524 | 0.066524
3571 | 0.011652 | 0.011652
3572 | 0 | 0
3573 | 0 | 0
3574 | 0 | 0
3575 | 0 | 0
3576 | 0 | 0
3577 | 0 | 0
3578 | 0 | 0
3579 | 0 | 0
3580 | 0.00054126 | 0.00054126
3581 | 0.03121 | 0.03121
3582 | 0.10759 | 0.10759
3583 | 0.23253 | 0.23253
3584 | 0.36552 | 0.36552
3585 | 0.44705 | 0.44705
3586 | 0.47399 | 0.47399
3587 | 0.45431 | 0.45431
3588 | 0.36963 | 0.36963
3589 | 0.304 | 0.304
3590 | 0.2448 | 0.2448
3591 | 0.16439 | 0.16439
3592 | 0.093938 | 0.093938
3593 | 0.049627 | 0.049627
3594 | 0.019293 | 0.019293
3595 | 0.0017161 | 0.0017161
3596 | 0 | 0
3597 | 0 | 0
3598 | 0 | 0
3599 | 0 | 0
3600 | 0 | 0
3601 | 0 | 0
3602 | 0 | 0
3603 | 0 | 0
3604 | 0.00014638 | 0.00014638
3605 | 0.020866 | 0.020866
3606 | 0.06733 | 0.06733
3607 | 0.13725 | 0.13725
3608 | 0.21745 | 0.21745
3609 | 0.31952 | 0.31952
3610 | 0.40281 | 0.40281
3611 | 0.44304 | 0.44304
3612 | 0.41929 | 0.41929
3613 | 0.40402 | 0.40402
3614 | 0.36884 | 0.36884
3615 | 0.29936 | 0.29936
3616 | 0.22135 | 0.22135
3617 | 0.14962 | 0.14962
3618 | 0.075418 | 0.075418
3619 | 0.014431 | 0.014431
3620 | 0 | 0
3621 | 0 | 0
3622 | 0 | 0
3623 | 0 | 0
3624 | 0 | 0
3625 | 0 | 0
3626 | 0 | 0
3627 | 0 | 0
3628 | 0.0014244 | 0.0014244
3629 | 0.049738 | 0.049738
3630 | 0.13149 | 0.13149
3631 | 0.22518 | 0.22518
3632 | 0.29956 | 0.29956
3633 | 0.36064 | 0.36064
3634 | 0.415 | 0.415
3635 | 0.44492 | 0.44492
3636 | 0.44877 | 0.44877
3637 | 0.41621 | 0.41621
3638 | 0.36616 | 0.36616
3639 | 0.29038 | 0.29038
3640 | 0.19971 | 0.19971
3641 | 0.12269 | 0.12269
3642 | 0.052926 | 0.052926
3643 | 0.0089999 | 0.0089999
3644 | 0 | 0
3645 | 0 | 0
3646 | 0 | 0
3647 | 0 | 0
3648 | 0 | 0
3649 | 0 | 0
3650 | 0 | 0
3651 | 0 | 0
3652 | 0.00028375 | 0.00028375
3653 | 0.026926 | 0.026926
3654 | 0.078011 | 0.078011
3655 | 0.14242 | 0.14242
3656 | 0.20812 | 0.20812
3657 | 0.26333 | 0.26333
3658 | 0.3066 | 0.3066
3659 | 0.32941 | 0.32941
3660 | 0.33458 | 0.33458
3661 | 0.32123 | 0.32123
3662 | 0.28843 | 0.28843
3663 | 0.2325 | 0.2325
3664 | 0.17935 | 0.17935
3665 | 0.11951 | 0.11951
3666 | 0.056755 | 0.056755
3667 | 0.010708 | 0.010708
3668 | 0 | 0
3669 | 0 | 0
3670 | 0 | 0
3671 | 0 | 0
3672 | 0 | 0
3673 | 0 | 0
3674 | 0 | 0
3675 | 0 | 0
3676 | 0.0002052 | 0.0002052
3677 | 0.031726 | 0.031726
3678 | 0.089818 | 0.089818
3679 | 0.15874 | 0.15874
3680 | 0.22208 | 0.22208
3681 | 0.26284 | 0.26284
3682 | 0.28254 | 0.28254
3683 | 0.28178 | 0.28178
3684 | 0.27152 | 0.27152
3685 | 0.25772 | 0.25772
3686 | 0.24384 | 0.24384
3687 | 0.21469 | 0.21469
3688 | 0.17015 | 0.17015
3689 | 0.11641 | 0.11641
3690 | 0.055861 | 0.055861
3691 | 0.010698 | 0.010698
3692 | 0 | 0
3693 | 0 | 0
3694 | 0 | 0
3695 | 0 | 0
3696 | 0 | 0
3697 | 0 | 0
3698 | 0 | 0
3699 | 0 | 0
3700 | 0.0011845 | 0.0011845
3701 | 0.042888 | 0.042888
3702 | 0.11636 | 0.11636
3703 | 0.19854 | 0.19854
3704 | 0.28241 | 0.28241
3705 | 0.33506 | 0.33506
3706 | 0.35817 | 0.35817
3707 | 0.37416 | 0.37416
3708 | 0.33942 | 0.33942
3709 | 0.30025 | 0.30025
3710 | 0.26685 | 0.26685
3711 | 0.23247 | 0.23247
3712 | 0.18133 | 0.18133
3713 | 0.12107 | 0.12107
3714 | 0.061912 | 0.061912
3715 | 0.01279 | 0.01279
3716 | 0 | 0
3717 | 0 | 0
3718 | 0 | 0
3719 | 0 | 0
3720 | 0 | 0
3721 | 0 | 0
3722 | 0 | 0
3723 | 0 | 0
3724 | 0.0020857 | 0.0020857
3725 | 0.046659 | 0.046659
3726 | 0.12697 | 0.12697
3727 | 0.22755 | 0.22755
3728 | 0.32477 | 0.32477
3729 | 0.40535 | 0.40535
3730 | 0.45491 | 0.45491
3731 | 0.47189 | 0.47189
3732 | 0.45247 | 0.45247
3733 | 0.43093 | 0.43093
3734 | 0.37804 | 0.37804
3735 | 0.30785 | 0.30785
3736 | 0.22929 | 0.22929
3737 | 0.14472 | 0.14472
3738 | 0.0696 | 0.0696
3739 | 0.014264 | 0.014264
3740 | 0 | 0
3741 | 0 | 0
3742 | 0 | 0
3743 | 0 | 0
3744 | 0 | 0
3745 | 0 | 0
3746 | 0 | 0
3747 | 0 | 0
3748 | 0.001957 | 0.001957
3749 | 0.043348 | 0.043348
3750 | 0.1161 | 0.1161
3751 | 0.20199 | 0.20199
3752 | 0.27105 | 0.27105
3753 | 0.31219 | 0.31219
3754 | 0.33893 | 0.33893
3755 | 0.36767 | 0.36767
3756 | 0.38404 | 0.38404
3757 | 0.3755 | 0.3755
3758 | 0.33833 | 0.33833
3759 | 0.28297 | 0.28297
3760 | 0.21543 | 0.21543
3761 | 0.13686 | 0.13686
3762 | 0.068315 | 0.068315
3763 | 0.015199 | 0.015199
3764 | 0 | 0
3765 | 0 | 0
3766 | 0 | 0
3767 | 0 | 0
3768 | 0 | 0
3769 | 0 | 0
3770 | 0 | 0
3771 | 0 | 0
3772 | 0.0042181 | 0.0042181
3773 | 0.067351 | 0.067351
3774 | 0.1718 | 0.1718
3775 | 0.30995 | 0.30995
3776 | 0.4445 | 0.4445
3777 | 0.5442 | 0.5442
3778 | 0.60639 | 0.60639
3779 | 0.63189 | 0.63189
3780 | 0.62413 | 0.62413
3781 | 0.58705 | 0.58705
3782 | 0.52858 | 0.52858
3783 | 0.445 | 0.445
3784 | 0.33688 | 0.33688
3785 | 0.22212 | 0.22212
3786 | 0.1114 | 0.1114
3787 | 0.027817 | 0.027817
3788 | 0 | 0
3789 | 0 | 0
3790 | 0 | 0
3791 | 0 | 0
3792 | 0 | 0
3793 | 0 | 0
3794 | 0 | 0
3795 | 0 | 0
3796 | 0.0051154 | 0.0051154
3797 | 0.06974 | 0.06974
3798 | 0.17625 | 0.17625
3799 | 0.31434 | 0.31434
3800 | 0.45032 | 0.45032
3801 | 0.5632 | 0.5632
3802 | 0.64242 | 0.64242
3803 | 0.67676 | 0.67676
3804 | 0.6704 | 0.6704
3805 | 0.62868 | 0.62868
3806 | 0.55572 | 0.55572
3807 | 0.45552 | 0.45552
3808 | 0.33635 | 0.33635
3809 | 0.2119 | 0.2119
3810 | 0.10302 | 0.10302
3811 | 0.025104 | 0.025104
3812 | 0 | 0
3813 | 0 | 0
3814 | 0 | 0
3815 | 0 | 0
3816 | 0 | 0
3817 | 0 | 0
3818 | 0 | 0
3819 | 0 | 0
3820 | 0.0042782 | 0.0042782
3821 | 0.060016 | 0.060016
3822 | 0.143 | 0.143
3823 | 0.23565 | 0.23565
3824 | 0.31451 | 0.31451
3825 | 0.34666 | 0.34666
3826 | 0.348 | 0.348
3827 | 0.3391 | 0.3391
3828 | 0.30912 | 0.30912
3829 | 0.26541 | 0.26541
3830 | 0.21843 | 0.21843
3831 | 0.16525 | 0.16525
3832 | 0.11691 | 0.11691
3833 | 0.073174 | 0.073174
3834 | 0.034064 | 0.034064
3835 | 0.0065185 | 0.0065185
3836 | 0 | 0
3837 | 0 | 0
3838 | 0 | 0
3839 | 0 | 0
3840 | 0 | 0
3841 | 0 | 0
3842 | 0 | 0
3843 | 0 | 0
3844 | 0.0013561 | 0.0013561
3845 | 0.030223 | 0.030223
3846 | 0.088299 | 0.088299
3847 | 0.16076 | 0.16076
3848 | 0.23902 | 0.23902
3849 | 0.30617 | 0.30617
3850 | 0.36395 | 0.36395
3851 | 0.40741 | 0.40741
3852 | 0.42351 | 0.42351
3853 | 0.41043 | 0.41043
3854 | 0.3716 | 0.3716
3855 | 0.32247 | 0.32247
3856 | 0.251 | 0.251
3857 | 0.17055 | 0.17055
3858 | 0.08073 | 0.08073
3859 | 0.018634 | 0.018634
3860 | 0 | 0
3861 | 0 | 0
3862 | 0 | 0
3863 | 0 | 0
3864 | 0 | 0
3865 | 0 | 0
3866 | 0 | 0
3867 | 0 | 0
3868 | 0.0051253 | 0.0051253
3869 | 0.068424 | 0.068424
3870 | 0.17348 | 0.17348
3871 | 0.319 | 0.319
3872 | 0.45425 | 0.45425
3873 | 0.55996 | 0.55996
3874 | 0.64303 | 0.64303
3875 | 0.69011 | 0.69011
3876 | 0.7039 | 0.7039
3877 | 0.68263 | 0.68263
3878 | 0.61676 | 0.61676
3879 | 0.51796 | 0.51796
3880 | 0.38641 | 0.38641
3881 | 0.24124 | 0.24124
3882 | 0.11405 | 0.11405
3883 | 0.026727 | 0.026727
3884 | 0 | 0
3885 | 0 | 0
3886 | 0 | 0
3887 | 0 | 0
3888 | 0 | 0
3889 | 0 | 0
3890 | 0 | 0
3891 | 0 | 0
3892 | 0.00053264 | 0.00053264
3893 | 0.024704 | 0.024704
3894 | 0.078909 | 0.078909
3895 | 0.1493 | 0.1493
3896 | 0.217 | 0.217
3897 | 0.2832 | 0.2832
3898 | 0.31073 | 0.31073
3899 | 0.30588 | 0.30588
3900 | 0.29507 | 0.29507
3901 | 0.27623 | 0.27623
3902 | 0.23389 | 0.23389
3903 | 0.19586 | 0.19586
3904 | 0.15787 | 0.15787
3905 | 0.1145 | 0.1145
3906 | 0.058033 | 0.058033
3907 | 0.012811 | 0.012811
3908 | 0 | 0
3909 | 0 | 0
3910 | 0 | 0
3911 | 0 | 0
3912 | 0 | 0
3913 | 0 | 0
3914 | 0 | 0
3915 | 0 | 0
3916 | 0.0025571 | 0.0025571
3917 | 0.048246 | 0.048246
3918 | 0.12809 | 0.12809
3919 | 0.22848 | 0.22848
3920 | 0.31006 | 0.31006
3921 | 0.35992 | 0.35992
3922 | 0.33424 | 0.33424
3923 | 0.31617 | 0.31617
3924 | 0.33044 | 0.33044
3925 | 0.31996 | 0.31996
3926 | 0.26603 | 0.26603
3927 | 0.22215 | 0.22215
3928 | 0.17469 | 0.17469
3929 | 0.10493 | 0.10493
3930 | 0.051637 | 0.051637
3931 | 0.011332 | 0.011332
3932 | 0 | 0
3933 | 0 | 0
3934 | 0 | 0
3935 | 0 | 0
3936 | 0 | 0
3937 | 0 | 0
3938 | 0 | 0
3939 | 0 | 0
3940 | 0.0014865 | 0.0014865
3941 | 0.035764 | 0.035764
3942 | 0.10263 | 0.10263
3943 | 0.19385 | 0.19385
3944 | 0.29889 | 0.29889
3945 | 0.39174 | 0.39174
3946 | 0.44532 | 0.44532
3947 | 0.45724 | 0.45724
3948 | 0.4449 | 0.4449
3949 | 0.42706 | 0.42706
3950 | 0.36047 | 0.36047
3951 | 0.29373 | 0.29373
3952 | 0.20294 | 0.20294
3953 | 0.12234 | 0.12234
3954 | 0.05479 | 0.05479
3955 | 0.011181 | 0.011181
3956 | 0 | 0
3957 | 0 | 0
3958 | 0 | 0
3959 | 0 | 0
3960 | 0 | 0
3961 | 0 | 0
3962 | 0 | 0
3963 | 0 | 0
3964 | 0.0034263 | 0.0034263
3965 | 0.051076 | 0.051076
3966 | 0.13811 | 0.13811
3967 | 0.25711 | 0.25711
3968 | 0.38531 | 0.38531
3969 | 0.49657 | 0.49657
3970 | 0.55336 | 0.55336
3971 | 0.55822 | 0.55822
3972 | 0.52569 | 0.52569
3973 | 0.47207 | 0.47207
3974 | 0.39044 | 0.39044
3975 | 0.28228 | 0.28228
3976 | 0.1844 | 0.1844
3977 | 0.10815 | 0.10815
3978 | 0.050258 | 0.050258
3979 | 0.010249 | 0.010249
3980 | 0 | 0
3981 | 0 | 0
3982 | 0 | 0
3983 | 0 | 0
3984 | 0 | 0
3985 | 0 | 0
3986 | 0 | 0
3987 | 0 | 0
3988 | 0.00012092 | 0.00012092
3989 | 0.021844 | 0.021844
3990 | 0.09065 | 0.09065
3991 | 0.23327 | 0.23327
3992 | 0.40133 | 0.40133
3993 | 0.51386 | 0.51386
3994 | 0.54519 | 0.54519
3995 | 0.50834 | 0.50834
3996 | 0.45958 | 0.45958
3997 | 0.44246 | 0.44246
3998 | 0.4285 | 0.4285
3999 | 0.39724 | 0.39724
4000 | 0.31057 | 0.31057
4001 | 0.20093 | 0.20093
4002 | 0.10215 | 0.10215
4003 | 0.025852 | 0.025852
4004 | 0 | 0
4005 | 0 | 0
4006 | 0 | 0
4007 | 0 | 0
4008 | 0 | 0
4009 | 0 | 0
4010 | 0 | 0
4011 | 0 | 0
4012 | 0.0021376 | 0.0021376
4013 | 0.037986 | 0.037986
4014 | 0.10904 | 0.10904
4015 | 0.19111 | 0.19111
4016 | 0.2713 | 0.2713
4017 | 0.37732 | 0.37732
4018 | 0.46973 | 0.46973
4019 | 0.51499 | 0.51499
4020 | 0.51825 | 0.51825
4021 | 0.4825 | 0.4825
4022 | 0.3994 | 0.3994
4023 | 0.3327 | 0.3327
4024 | 0.23999 | 0.23999
4025 | 0.12101 | 0.12101
4026 | 0.034144 | 0.034144
4027 | 0.0027457 | 0.0027457
4028 | 0 | 0
4029 | 0 | 0
4030 | 0 | 0
4031 | 0 | 0
4032 | 0 | 0
4033 | 0 | 0
4034 | 0 | 0
4035 | 0 | 0
4036 | 0.0010047 | 0.0010047
4037 | 0.029525 | 0.029525
4038 | 0.072388 | 0.072388
4039 | 0.12411 | 0.12411
4040 | 0.18751 | 0.18751
4041 | 0.27589 | 0.27589
4042 | 0.35675 | 0.35675
4043 | 0.42983 | 0.42983
4044 | 0.47459 | 0.47459
4045 | 0.47866 | 0.47866
4046 | 0.44918 | 0.44918
4047 | 0.37718 | 0.37718
4048 | 0.28095 | 0.28095
4049 | 0.17911 | 0.17911
4050 | 0.086739 | 0.086739
4051 | 0.021418 | 0.021418
4052 | 0 | 0
4053 | 0 | 0
4054 | 0 | 0
4055 | 0 | 0
4056 | 0 | 0
4057 | 0 | 0
4058 | 0 | 0
4059 | 0 | 0
4060 | 0.0050234 | 0.0050234
4061 | 0.061299 | 0.061299
4062 | 0.15745 | 0.15745
4063 | 0.27454 | 0.27454
4064 | 0.37453 | 0.37453
4065 | 0.44641 | 0.44641
4066 | 0.46996 | 0.46996
4067 | 0.46889 | 0.46889
4068 | 0.45027 | 0.45027
4069 | 0.40977 | 0.40977
4070 | 0.37137 | 0.37137
4071 | 0.29972 | 0.29972
4072 | 0.23842 | 0.23842
4073 | 0.15773 | 0.15773
4074 | 0.079604 | 0.079604
4075 | 0.018264 | 0.018264
4076 | 0 | 0
4077 | 0 | 0
4078 | 0 | 0
4079 | 0 | 0
4080 | 0 | 0
4081 | 0 | 0
4082 | 0 | 0
4083 | 0 | 0
4084 | 0.0012803 | 0.0012803
4085 | 0.031238 | 0.031238
4086 | 0.087177 | 0.087177
4087 | 0.16232 | 0.16232
4088 | 0.24631 | 0.24631
4089 | 0.3331 | 0.3331
4090 | 0.40276 | 0.40276
4091 | 0.43625 | 0.43625
4092 | 0.4358 | 0.4358
4093 | 0.39883 | 0.39883
4094 | 0.35383 | 0.35383
4095 | 0.29487 | 0.29487
4096 | 0.24397 | 0.24397
4097 | 0.1524 | 0.1524
4098 | 0.081897 | 0.081897
4099 | 0.023303 | 0.023303
4100 | 0 | 0
4101 | 0 | 0
4102 | 0 | 0
4103 | 0 | 0
4104 | 0 | 0
4105 | 0 | 0
4106 | 0 | 0
4107 | 0 | 0
4108 | 0.0060968 | 0.0060968
4109 | 0.06504 | 0.06504
4110 | 0.1628 | 0.1628
4111 | 0.29749 | 0.29749
4112 | 0.43053 | 0.43053
4113 | 0.5441 | 0.5441
4114 | 0.62677 | 0.62677
4115 | 0.65986 | 0.65986
4116 | 0.65875 | 0.65875
4117 | 0.6411 | 0.6411
4118 | 0.57963 | 0.57963
4119 | 0.47737 | 0.47737
4120 | 0.35958 | 0.35958
4121 | 0.22165 | 0.22165
4122 | 0.099431 | 0.099431
4123 | 0.020701 | 0.020701
4124 | 0 | 0
4125 | 0 | 0
4126 | 0 | 0
4127 | 0 | 0
4128 | 0 | 0
4129 | 0 | 0
4130 | 0 | 0
4131 | 0 | 0
4132 | 0.0027208 | 0.0027208
4133 | 0.038558 | 0.038558
4134 | 0.095049 | 0.095049
4135 | 0.16485 | 0.16485
4136 | 0.23962 | 0.23962
4137 | 0.34045 | 0.34045
4138 | 0.44325 | 0.44325
4139 | 0.50805 | 0.50805
4140 | 0.57033 | 0.57033
4141 | 0.56574 | 0.56574
4142 | 0.50944 | 0.50944
4143 | 0.41643 | 0.41643
4144 | 0.31636 | 0.31636
4145 | 0.20603 | 0.20603
4146 | 0.10365 | 0.10365
4147 | 0.024731 | 0.024731
4148 | 0 | 0
4149 | 0 | 0
4150 | 0 | 0
4151 | 0 | 0
4152 | 0 | 0
4153 | 0 | 0
4154 | 0 | 0
4155 | 0 | 0
4156 | 0.0064665 | 0.0064665
4157 | 0.069944 | 0.069944
4158 | 0.17064 | 0.17064
4159 | 0.30633 | 0.30633
4160 | 0.43349 | 0.43349
4161 | 0.5402 | 0.5402
4162 | 0.61629 | 0.61629
4163 | 0.6626 | 0.6626
4164 | 0.66834 | 0.66834
4165 | 0.64151 | 0.64151
4166 | 0.58487 | 0.58487
4167 | 0.49787 | 0.49787
4168 | 0.37855 | 0.37855
4169 | 0.24314 | 0.24314
4170 | 0.12212 | 0.12212
4171 | 0.034381 | 0.034381
4172 | 0 | 0
4173 | 0 | 0
4174 | 0 | 0
4175 | 0 | 0
4176 | 0 | 0
4177 | 0 | 0
4178 | 0 | 0
4179 | 0 | 0
4180 | 0.0084443 | 0.0084443
4181 | 0.074097 | 0.074097
4182 | 0.17908 | 0.17908
4183 | 0.31626 | 0.31626
4184 | 0.45119 | 0.45119
4185 | 0.56304 | 0.56304
4186 | 0.64198 | 0.64198
4187 | 0.68501 | 0.68501
4188 | 0.69264 | 0.69264
4189 | 0.66569 | 0.66569
4190 | 0.60509 | 0.60509
4191 | 0.51126 | 0.51126
4192 | 0.38846 | 0.38846
4193 | 0.25083 | 0.25083
4194 | 0.12594 | 0.12594
4195 | 0.035966 | 0.035966
4196 | 0 | 0
4197 | 0 | 0
4198 | 0 | 0
4199 | 0 | 0
4200 | 0 | 0
4201 | 0 | 0
4202 | 0 | 0
4203 | 0 | 0
4204 | 0.0087025 | 0.0087025
4205 | 0.07493 | 0.07493
4206 | 0.18014 | 0.18014
4207 | 0.31709 | 0.31709
4208 | 0.44973 | 0.44973
4209 | 0.55745 | 0.55745
4210 | 0.63062 | 0.63062
4211 | 0.66857 | 0.66857
4212 | 0.67137 | 0.67137
4213 | 0.63989 | 0.63989
4214 | 0.57524 | 0.57524
4215 | 0.48025 | 0.48025
4216 | 0.36074 | 0.36074
4217 | 0.22996 | 0.22996
4218 | 0.11396 | 0.11396
4219 | 0.03033 | 0.03033
4220 | 0 | 0
4221 | 0 | 0
4222 | 0 | 0
4223 | 0 | 0
4224 | 0 | 0
4225 | 0 | 0
4226 | 0 | 0
4227 | 0 | 0
4228 | 0.0022336 | 0.0022336
4229 | 0.037192 | 0.037192
4230 | 0.097683 | 0.097683
4231 | 0.17791 | 0.17791
4232 | 0.26811 | 0.26811
4233 | 0.33537 | 0.33537
4234 | 0.38064 | 0.38064
4235 | 0.42307 | 0.42307
4236 | 0.42421 | 0.42421
4237 | 0.3824 | 0.3824
4238 | 0.33612 | 0.33612
4239 | 0.26745 | 0.26745
4240 | 0.18581 | 0.18581
4241 | 0.1091 | 0.1091
4242 | 0.038348 | 0.038348
4243 | 0.0052222 | 0.0052222
4244 | 0 | 0
4245 | 0 | 0
4246 | 0 | 0
4247 | 0 | 0
4248 | 0 | 0
4249 | 0 | 0
4250 | 0 | 0
4251 | 0 | 0
4252 | 0.0020385 | 0.0020385
4253 | 0.045032 | 0.045032
4254 | 0.13429 | 0.13429
4255 | 0.25478 | 0.25478
4256 | 0.36334 | 0.36334
4257 | 0.45705 | 0.45705
4258 | 0.53781 | 0.53781
4259 | 0.56988 | 0.56988
4260 | 0.51893 | 0.51893
4261 | 0.42762 | 0.42762
4262 | 0.37001 | 0.37001
4263 | 0.33298 | 0.33298
4264 | 0.25271 | 0.25271
4265 | 0.15795 | 0.15795
4266 | 0.080719 | 0.080719
4267 | 0.020114 | 0.020114
4268 | 0 | 0
4269 | 0 | 0
4270 | 0 | 0
4271 | 0 | 0
4272 | 0 | 0
4273 | 0 | 0
4274 | 0 | 0
4275 | 0 | 0
4276 | 0.0014643 | 0.0014643
4277 | 0.038118 | 0.038118
4278 | 0.12217 | 0.12217
4279 | 0.25793 | 0.25793
4280 | 0.41372 | 0.41372
4281 | 0.53997 | 0.53997
4282 | 0.61902 | 0.61902
4283 | 0.66742 | 0.66742
4284 | 0.68431 | 0.68431
4285 | 0.66059 | 0.66059
4286 | 0.6016 | 0.6016
4287 | 0.50366 | 0.50366
4288 | 0.37812 | 0.37812
4289 | 0.2359 | 0.2359
4290 | 0.11275 | 0.11275
4291 | 0.027899 | 0.027899
4292 | 0 | 0
4293 | 0 | 0
4294 | 0 | 0
4295 | 0 | 0
4296 | 0 | 0
4297 | 0 | 0
4298 | 0 | 0
4299 | 0 | 0
4300 | 0.0041639 | 0.0041639
4301 | 0.065479 | 0.065479
4302 | 0.15916 | 0.15916
4303 | 0.26962 | 0.26962
4304 | 0.37322 | 0.37322
4305 | 0.48989 | 0.48989
4306 | 0.57053 | 0.57053
4307 | 0.58727 | 0.58727
4308 | 0.57411 | 0.57411
4309 | 0.54512 | 0.54512
4310 | 0.49985 | 0.49985
4311 | 0.42353 | 0.42353
4312 | 0.33446 | 0.33446
4313 | 0.22103 | 0.22103
4314 | 0.11698 | 0.11698
4315 | 0.032248 | 0.032248
4316 | 0 | 0
4317 | 0 | 0
4318 | 0 | 0
4319 | 0 | 0
4320 | 0 | 0
4321 | 0 | 0
4322 | 0 | 0
4323 | 0 | 0
4324 | 0.0044002 | 0.0044002
4325 | 0.068982 | 0.068982
4326 | 0.16282 | 0.16282
4327 | 0.27165 | 0.27165
4328 | 0.39231 | 0.39231
4329 | 0.50306 | 0.50306
4330 | 0.5577 | 0.5577
4331 | 0.56896 | 0.56896
4332 | 0.54903 | 0.54903
4333 | 0.57464 | 0.57464
4334 | 0.52123 | 0.52123
4335 | 0.43937 | 0.43937
4336 | 0.33857 | 0.33857
4337 | 0.21098 | 0.21098
4338 | 0.10105 | 0.10105
4339 | 0.024193 | 0.024193
4340 | 0 | 0
4341 | 0 | 0
4342 | 0 | 0
4343 | 0 | 0
4344 | 0 | 0
4345 | 0 | 0
4346 | 0 | 0
4347 | 0 | 0
4348 | 0.0026344 | 0.0026344
4349 | 0.036383 | 0.036383
4350 | 0.088925 | 0.088925
4351 | 0.15426 | 0.15426
4352 | 0.21448 | 0.21448
4353 | 0.26629 | 0.26629
4354 | 0.33598 | 0.33598
4355 | 0.41514 | 0.41514
4356 | 0.45737 | 0.45737
4357 | 0.44275 | 0.44275
4358 | 0.39623 | 0.39623
4359 | 0.31887 | 0.31887
4360 | 0.2293 | 0.2293
4361 | 0.14572 | 0.14572
4362 | 0.070714 | 0.070714
4363 | 0.018576 | 0.018576
4364 | 0 | 0
4365 | 0 | 0
4366 | 0 | 0
4367 | 0 | 0
4368 | 0 | 0
4369 | 0 | 0
4370 | 0 | 0
4371 | 0 | 0
4372 | 0.0050744 | 0.0050744
4373 | 0.069037 | 0.069037
4374 | 0.17255 | 0.17255
4375 | 0.30893 | 0.30893
4376 | 0.44098 | 0.44098
4377 | 0.54598 | 0.54598
4378 | 0.61879 | 0.61879
4379 | 0.65812 | 0.65812
4380 | 0.66624 | 0.66624
4381 | 0.63663 | 0.63663
4382 | 0.57657 | 0.57657
4383 | 0.48985 | 0.48985
4384 | 0.3697 | 0.3697
4385 | 0.23793 | 0.23793
4386 | 0.11697 | 0.11697
4387 | 0.029902 | 0.029902
4388 | 0 | 0
4389 | 0 | 0
4390 | 0 | 0
4391 | 0 | 0
4392 | 0 | 0
4393 | 0 | 0
4394 | 0 | 0
4395 | 0 | 0
4396 | 0.0043074 | 0.0043074
4397 | 0.05839 | 0.05839
4398 | 0.13609 | 0.13609
4399 | 0.22123 | 0.22123
4400 | 0.28491 | 0.28491
4401 | 0.33492 | 0.33492
4402 | 0.34433 | 0.34433
4403 | 0.34405 | 0.34405
4404 | 0.30533 | 0.30533
4405 | 0.28189 | 0.28189
4406 | 0.28866 | 0.28866
4407 | 0.28426 | 0.28426
4408 | 0.23279 | 0.23279
4409 | 0.14664 | 0.14664
4410 | 0.059191 | 0.059191
4411 | 0.010753 | 0.010753
4412 | 0 | 0
4413 | 0 | 0
4414 | 0 | 0
4415 | 0 | 0
4416 | 0 | 0
4417 | 0 | 0
4418 | 0 | 0
4419 | 0 | 0
4420 | 0.0047968 | 0.0047968
4421 | 0.06597 | 0.06597
4422 | 0.17165 | 0.17165
4423 | 0.29706 | 0.29706
4424 | 0.41331 | 0.41331
4425 | 0.51279 | 0.51279
4426 | 0.56296 | 0.56296
4427 | 0.58229 | 0.58229
4428 | 0.58295 | 0.58295
4429 | 0.53334 | 0.53334
4430 | 0.46699 | 0.46699
4431 | 0.37511 | 0.37511
4432 | 0.26276 | 0.26276
4433 | 0.16944 | 0.16944
4434 | 0.099234 | 0.099234
4435 | 0.027643 | 0.027643
4436 | 0 | 0
4437 | 0 | 0
4438 | 0 | 0
4439 | 0 | 0
4440 | 0 | 0
4441 | 0 | 0
4442 | 0 | 0
4443 | 0 | 0
4444 | 0.0044767 | 0.0044767
4445 | 0.062484 | 0.062484
4446 | 0.15632 | 0.15632
4447 | 0.28433 | 0.28433
4448 | 0.42859 | 0.42859
4449 | 0.54005 | 0.54005
4450 | 0.61619 | 0.61619
4451 | 0.64393 | 0.64393
4452 | 0.62852 | 0.62852
4453 | 0.58691 | 0.58691
4454 | 0.53289 | 0.53289
4455 | 0.44417 | 0.44417
4456 | 0.33794 | 0.33794
4457 | 0.21162 | 0.21162
4458 | 0.10166 | 0.10166
4459 | 0.025679 | 0.025679
4460 | 0 | 0
4461 | 0 | 0
4462 | 0 | 0
4463 | 0 | 0
4464 | 0 | 0
4465 | 0 | 0
4466 | 0 | 0
4467 | 0 | 0
4468 | 0.0042673 | 0.0042673
4469 | 0.062766 | 0.062766
4470 | 0.15942 | 0.15942
4471 | 0.27731 | 0.27731
4472 | 0.40668 | 0.40668
4473 | 0.52439 | 0.52439
4474 | 0.59925 | 0.59925
4475 | 0.57465 | 0.57465
4476 | 0.57701 | 0.57701
4477 | 0.55848 | 0.55848
4478 | 0.4984 | 0.4984
4479 | 0.40989 | 0.40989
4480 | 0.30399 | 0.30399
4481 | 0.19234 | 0.19234
4482 | 0.093178 | 0.093178
4483 | 0.02234 | 0.02234
4484 | 0 | 0
4485 | 0 | 0
4486 | 0 | 0
4487 | 0 | 0
4488 | 0 | 0
4489 | 0 | 0
4490 | 0 | 0
4491 | 0 | 0
4492 | 0.0043043 | 0.0043043
4493 | 0.064267 | 0.064267
4494 | 0.16719 | 0.16719
4495 | 0.29862 | 0.29862
4496 | 0.42126 | 0.42126
4497 | 0.51952 | 0.51952
4498 | 0.59128 | 0.59128
4499 | 0.64272 | 0.64272
4500 | 0.65619 | 0.65619
4501 | 0.61554 | 0.61554
4502 | 0.54673 | 0.54673
4503 | 0.4731 | 0.4731
4504 | 0.36217 | 0.36217
4505 | 0.22918 | 0.22918
4506 | 0.10688 | 0.10688
4507 | 0.024368 | 0.024368
4508 | 0 | 0
4509 | 0 | 0
4510 | 0 | 0
4511 | 0 | 0
4512 | 0 | 0
4513 | 0 | 0
4514 | 0 | 0
4515 | 0 | 0
4516 | 0.0035046 | 0.0035046
4517 | 0.063374 | 0.063374
4518 | 0.16714 | 0.16714
4519 | 0.30542 | 0.30542
4520 | 0.44372 | 0.44372
4521 | 0.55696 | 0.55696
4522 | 0.6326 | 0.6326
4523 | 0.673 | 0.673
4524 | 0.67769 | 0.67769
4525 | 0.65146 | 0.65146
4526 | 0.59486 | 0.59486
4527 | 0.49497 | 0.49497
4528 | 0.3628 | 0.3628
4529 | 0.22618 | 0.22618
4530 | 0.11165 | 0.11165
4531 | 0.027683 | 0.027683
4532 | 0 | 0
4533 | 0 | 0
4534 | 0 | 0
4535 | 0 | 0
4536 | 0 | 0
4537 | 0 | 0
4538 | 0 | 0
4539 | 0 | 0
4540 | 0.0047712 | 0.0047712
4541 | 0.064666 | 0.064666
4542 | 0.15223 | 0.15223
4543 | 0.26115 | 0.26115
4544 | 0.38305 | 0.38305
4545 | 0.50252 | 0.50252
4546 | 0.59892 | 0.59892
4547 | 0.64306 | 0.64306
4548 | 0.6407 | 0.6407
4549 | 0.59705 | 0.59705
4550 | 0.49682 | 0.49682
4551 | 0.33871 | 0.33871
4552 | 0.2166 | 0.2166
4553 | 0.15696 | 0.15696
4554 | 0.09427 | 0.09427
4555 | 0.020815 | 0.020815
4556 | 0 | 0
4557 | 0 | 0
4558 | 0 | 0
4559 | 0 | 0
4560 | 0 | 0
4561 | 0 | 0
4562 | 0 | 0
4563 | 0 | 0
4564 | 0.003042 | 0.003042
4565 | 0.060523 | 0.060523
4566 | 0.15794 | 0.15794
4567 | 0.28853 | 0.28853
4568 | 0.42133 | 0.42133
4569 | 0.53249 | 0.53249
4570 | 0.61586 | 0.61586
4571 | 0.66032 | 0.66032
4572 | 0.66685 | 0.66685
4573 | 0.64338 | 0.64338
4574 | 0.58499 | 0.58499
4575 | 0.49362 | 0.49362
4576 | 0.37116 | 0.37116
4577 | 0.23074 | 0.23074
4578 | 0.10555 | 0.10555
4579 | 0.024365 | 0.024365
4580 | 0 | 0
4581 | 0 | 0
4582 | 0 | 0
4583 | 0 | 0
4584 | 0 | 0
4585 | 0 | 0
4586 | 0 | 0
4587 | 0 | 0
4588 | 0.0033683 | 0.0033683
4589 | 0.064071 | 0.064071
4590 | 0.16528 | 0.16528
4591 | 0.29338 | 0.29338
4592 | 0.41745 | 0.41745
4593 | 0.52489 | 0.52489
4594 | 0.60659 | 0.60659
4595 | 0.65536 | 0.65536
4596 | 0.66646 | 0.66646
4597 | 0.63691 | 0.63691
4598 | 0.5643 | 0.5643
4599 | 0.45801 | 0.45801
4600 | 0.33445 | 0.33445
4601 | 0.20946 | 0.20946
4602 | 0.10255 | 0.10255
4603 | 0.023359 | 0.023359
4604 | 0 | 0
4605 | 0 | 0
4606 | 0 | 0
4607 | 0 | 0
4608 | 0 | 0
4609 | 0 | 0
4610 | 0 | 0
4611 | 0 | 0
4612 | 0.0018459 | 0.0018459
4613 | 0.049885 | 0.049885
4614 | 0.13526 | 0.13526
4615 | 0.24321 | 0.24321
4616 | 0.33009 | 0.33009
4617 | 0.39743 | 0.39743
4618 | 0.45185 | 0.45185
4619 | 0.50568 | 0.50568
4620 | 0.51177 | 0.51177
4621 | 0.47009 | 0.47009
4622 | 0.37169 | 0.37169
4623 | 0.22735 | 0.22735
4624 | 0.12921 | 0.12921
4625 | 0.077664 | 0.077664
4626 | 0.022485 | 0.022485
4627 | 0.0026496 | 0.0026496
4628 | 0 | 0
4629 | 0 | 0
4630 | 0 | 0
4631 | 0 | 0
4632 | 0 | 0
4633 | 0 | 0
4634 | 0 | 0
4635 | 0 | 0
4636 | 0 | 0
4637 | 0.017642 | 0.017642
4638 | 0.074062 | 0.074062
4639 | 0.17669 | 0.17669
4640 | 0.27755 | 0.27755
4641 | 0.32685 | 0.32685
4642 | 0.33662 | 0.33662
4643 | 0.34411 | 0.34411
4644 | 0.32824 | 0.32824
4645 | 0.23709 | 0.23709
4646 | 0.21815 | 0.21815
4647 | 0.20116 | 0.20116
4648 | 0.16189 | 0.16189
4649 | 0.10312 | 0.10312
4650 | 0.046328 | 0.046328
4651 | 0.0065032 | 0.0065032
4652 | 0 | 0
4653 | 0 | 0
4654 | 0 | 0
4655 | 0 | 0
4656 | 0 | 0
4657 | 0 | 0
4658 | 0 | 0
4659 | 0 | 0
4660 | 0.0012446 | 0.0012446
4661 | 0.054265 | 0.054265
4662 | 0.15011 | 0.15011
4663 | 0.27202 | 0.27202
4664 | 0.38445 | 0.38445
4665 | 0.48103 | 0.48103
4666 | 0.53372 | 0.53372
4667 | 0.54076 | 0.54076
4668 | 0.5101 | 0.5101
4669 | 0.45196 | 0.45196
4670 | 0.36156 | 0.36156
4671 | 0.23969 | 0.23969
4672 | 0.14842 | 0.14842
4673 | 0.081015 | 0.081015
4674 | 0.037217 | 0.037217
4675 | 0.0045708 | 0.0045708
4676 | 0 | 0
4677 | 0 | 0
4678 | 0 | 0
4679 | 0 | 0
4680 | 0 | 0
4681 | 0 | 0
4682 | 0 | 0
4683 | 0 | 0
4684 | 0 | 0
4685 | 0.015634 | 0.015634
4686 | 0.053052 | 0.053052
4687 | 0.10408 | 0.10408
4688 | 0.15977 | 0.15977
4689 | 0.19266 | 0.19266
4690 | 0.23496 | 0.23496
4691 | 0.28474 | 0.28474
4692 | 0.33929 | 0.33929
4693 | 0.35697 | 0.35697
4694 | 0.36535 | 0.36535
4695 | 0.34788 | 0.34788
4696 | 0.28936 | 0.28936
4697 | 0.18955 | 0.18955
4698 | 0.094435 | 0.094435
4699 | 0.019071 | 0.019071
4700 | 0 | 0
4701 | 0 | 0
4702 | 0 | 0
4703 | 0 | 0
4704 | 0 | 0
4705 | 0 | 0
4706 | 0 | 0
4707 | 0 | 0
4708 | 0.00091006 | 0.00091006
4709 | 0.042548 | 0.042548
4710 | 0.13013 | 0.13013
4711 | 0.2449 | 0.2449
4712 | 0.38061 | 0.38061
4713 | 0.50766 | 0.50766
4714 | 0.58555 | 0.58555
4715 | 0.61801 | 0.61801
4716 | 0.6197 | 0.6197
4717 | 0.59209 | 0.59209
4718 | 0.52093 | 0.52093
4719 | 0.44773 | 0.44773
4720 | 0.34511 | 0.34511
4721 | 0.21101 | 0.21101
4722 | 0.10246 | 0.10246
4723 | 0.02033 | 0.02033
4724 | 0 | 0
4725 | 0 | 0
4726 | 0 | 0
4727 | 0 | 0
4728 | 0 | 0
4729 | 0 | 0
4730 | 0 | 0
4731 | 0 | 0
4732 | 0.0016309 | 0.0016309
4733 | 0.058968 | 0.058968
4734 | 0.16363 | 0.16363
4735 | 0.30206 | 0.30206
4736 | 0.44199 | 0.44199
4737 | 0.55443 | 0.55443
4738 | 0.59657 | 0.59657
4739 | 0.63998 | 0.63998
4740 | 0.64665 | 0.64665
4741 | 0.59752 | 0.59752
4742 | 0.53258 | 0.53258
4743 | 0.42522 | 0.42522
4744 | 0.29559 | 0.29559
4745 | 0.17481 | 0.17481
4746 | 0.083667 | 0.083667
4747 | 0.015254 | 0.015254
4748 | 0 | 0
4749 | 0 | 0
4750 | 0 | 0
4751 | 0 | 0
4752 | 0 | 0
4753 | 0 | 0
4754 | 0 | 0
4755 | 0 | 0
4756 | 0.00010251 | 0.00010251
4757 | 0.032975 | 0.032975
4758 | 0.099616 | 0.099616
4759 | 0.1856 | 0.1856
4760 | 0.29861 | 0.29861
4761 | 0.42382 | 0.42382
4762 | 0.53761 | 0.53761
4763 | 0.5931 | 0.5931
4764 | 0.60148 | 0.60148
4765 | 0.56419 | 0.56419
4766 | 0.50419 | 0.50419
4767 | 0.42368 | 0.42368
4768 | 0.31671 | 0.31671
4769 | 0.19693 | 0.19693
4770 | 0.094968 | 0.094968
4771 | 0.01697 | 0.01697
4772 | 0 | 0
4773 | 0 | 0
4774 | 0 | 0
4775 | 0 | 0
4776 | 0 | 0
4777 | 0 | 0
4778 | 0 | 0
4779 | 0 | 0
4780 | 0.0010986 | 0.0010986
4781 | 0.054546 | 0.054546
4782 | 0.15084 | 0.15084
4783 | 0.28264 | 0.28264
4784 | 0.42649 | 0.42649
4785 | 0.54271 | 0.54271
4786 | 0.62217 | 0.62217
4787 | 0.65792 | 0.65792
4788 | 0.66821 | 0.66821
4789 | 0.63746 | 0.63746
4790 | 0.57937 | 0.57937
4791 | 0.48393 | 0.48393
4792 | 0.35801 | 0.35801
4793 | 0.2263 | 0.2263
4794 | 0.10731 | 0.10731
4795 | 0.020254 | 0.020254
4796 | 0 | 0
4797 | 0 | 0
4798 | 0 | 0
4799 | 0 | 0
4800 | 0 | 0
4801 | 0 | 0
4802 | 0 | 0
4803 | 0 | 0
4804 | 0.0014845 | 0.0014845
4805 | 0.059823 | 0.059823
4806 | 0.16059 | 0.16059
4807 | 0.29694 | 0.29694
4808 | 0.43272 | 0.43272
4809 | 0.54728 | 0.54728
4810 | 0.62669 | 0.62669
4811 | 0.67226 | 0.67226
4812 | 0.68143 | 0.68143
4813 | 0.65686 | 0.65686
4814 | 0.59561 | 0.59561
4815 | 0.49969 | 0.49969
4816 | 0.37456 | 0.37456
4817 | 0.23552 | 0.23552
4818 | 0.109 | 0.109
4819 | 0.020126 | 0.020126
4820 | 0 | 0
4821 | 0 | 0
4822 | 0 | 0
4823 | 0 | 0
4824 | 0 | 0
4825 | 0 | 0
4826 | 0 | 0
4827 | 0 | 0
4828 | 0.0011237 | 0.0011237
4829 | 0.05965 | 0.05965
4830 | 0.16118 | 0.16118
4831 | 0.29686 | 0.29686
4832 | 0.43314 | 0.43314
4833 | 0.5464 | 0.5464
4834 | 0.62778 | 0.62778
4835 | 0.67124 | 0.67124
4836 | 0.68002 | 0.68002
4837 | 0.65236 | 0.65236
4838 | 0.5911 | 0.5911
4839 | 0.49606 | 0.49606
4840 | 0.37151 | 0.37151
4841 | 0.23163 | 0.23163
4842 | 0.10639 | 0.10639
4843 | 0.019026 | 0.019026
4844 | 0 | 0
4845 | 0 | 0
4846 | 0 | 0
4847 | 0 | 0
4848 | 0 | 0
4849 | 0 | 0
4850 | 0 | 0
4851 | 0 | 0
4852 | 0.00014638 | 0.00014638
4853 | 0.038008 | 0.038008
4854 | 0.10113 | 0.10113
4855 | 0.15435 | 0.15435
4856 | 0.18866 | 0.18866
4857 | 0.20763 | 0.20763
4858 | 0.24182 | 0.24182
4859 | 0.28921 | 0.28921
4860 | 0.31489 | 0.31489
4861 | 0.30349 | 0.30349
4862 | 0.30147 | 0.30147
4863 | 0.27427 | 0.27427
4864 | 0.23257 | 0.23257
4865 | 0.15884 | 0.15884
4866 | 0.07568 | 0.07568
4867 | 0.011319 | 0.011319
4868 | 0 | 0
4869 | 0 | 0
4870 | 0 | 0
4871 | 0 | 0
4872 | 0 | 0
4873 | 0 | 0
4874 | 0 | 0
4875 | 0 | 0
4876 | 0 | 0
4877 | 0.032877 | 0.032877
4878 | 0.10767 | 0.10767
4879 | 0.21261 | 0.21261
4880 | 0.32199 | 0.32199
4881 | 0.41462 | 0.41462
4882 | 0.48413 | 0.48413
4883 | 0.51054 | 0.51054
4884 | 0.49277 | 0.49277
4885 | 0.44214 | 0.44214
4886 | 0.38666 | 0.38666
4887 | 0.30377 | 0.30377
4888 | 0.19854 | 0.19854
4889 | 0.1009 | 0.1009
4890 | 0.035169 | 0.035169
4891 | 0.0026449 | 0.0026449
4892 | 0 | 0
4893 | 0 | 0
4894 | 0 | 0
4895 | 0 | 0
4896 | 0 | 0
4897 | 0 | 0
4898 | 0 | 0
4899 | 0 | 0
4900 | 0 | 0
4901 | 0.022456 | 0.022456
4902 | 0.084727 | 0.084727
4903 | 0.17118 | 0.17118
4904 | 0.25964 | 0.25964
4905 | 0.33567 | 0.33567
4906 | 0.3853 | 0.3853
4907 | 0.41167 | 0.41167
4908 | 0.38483 | 0.38483
4909 | 0.326 | 0.326
4910 | 0.24598 | 0.24598
4911 | 0.17401 | 0.17401
4912 | 0.11755 | 0.11755
4913 | 0.070693 | 0.070693
4914 | 0.030672 | 0.030672
4915 | 0.002953 | 0.002953
4916 | 0 | 0
4917 | 0 | 0
4918 | 0 | 0
4919 | 0 | 0
4920 | 0 | 0
4921 | 0 | 0
4922 | 0 | 0
4923 | 0 | 0
4924 | 0 | 0
4925 | 0.038296 | 0.038296
4926 | 0.12791 | 0.12791
4927 | 0.24885 | 0.24885
4928 | 0.36062 | 0.36062
4929 | 0.44837 | 0.44837
4930 | 0.50998 | 0.50998
4931 | 0.53456 | 0.53456
4932 | 0.52068 | 0.52068
4933 | 0.48673 | 0.48673
4934 | 0.42777 | 0.42777
4935 | 0.35432 | 0.35432
4936 | 0.27113 | 0.27113
4937 | 0.16535 | 0.16535
4938 | 0.07241 | 0.07241
4939 | 0.0080923 | 0.0080923
4940 | 0 | 0
4941 | 0 | 0
4942 | 0 | 0
4943 | 0 | 0
4944 | 0 | 0
4945 | 0 | 0
4946 | 0 | 0
4947 | 0 | 0
4948 | 0 | 0
4949 | 0.0416 | 0.0416
4950 | 0.13133 | 0.13133
4951 | 0.2469 | 0.2469
4952 | 0.36552 | 0.36552
4953 | 0.46241 | 0.46241
4954 | 0.52126 | 0.52126
4955 | 0.54995 | 0.54995
4956 | 0.5395 | 0.5395
4957 | 0.49619 | 0.49619
4958 | 0.42576 | 0.42576
4959 | 0.33857 | 0.33857
4960 | 0.24001 | 0.24001
4961 | 0.14705 | 0.14705
4962 | 0.05915 | 0.05915
4963 | 0.0056854 | 0.0056854
4964 | 0 | 0
4965 | 0 | 0
4966 | 0 | 0
4967 | 0 | 0
4968 | 0 | 0
4969 | 0 | 0
4970 | 0 | 0
4971 | 0 | 0
4972 | 0 | 0
4973 | 0.028224 | 0.028224
4974 | 0.098641 | 0.098641
4975 | 0.19703 | 0.19703
4976 | 0.29671 | 0.29671
4977 | 0.38094 | 0.38094
4978 | 0.43301 | 0.43301
4979 | 0.45237 | 0.45237
4980 | 0.43797 | 0.43797
4981 | 0.38728 | 0.38728
4982 | 0.34389 | 0.34389
4983 | 0.27962 | 0.27962
4984 | 0.20345 | 0.20345
4985 | 0.12263 | 0.12263
4986 | 0.051017 | 0.051017
4987 | 0.0049815 | 0.0049815
4988 | 0 | 0
4989 | 0 | 0
4990 | 0 | 0
4991 | 0 | 0
4992 | 0 | 0
4993 | 0 | 0
4994 | 0 | 0
4995 | 0 | 0
4996 | 0 | 0
4997 | 0.034173 | 0.034173
4998 | 0.1119 | 0.1119
4999 | 0.20647 | 0.20647
5000 | 0.28257 | 0.28257
5001 | 0.33616 | 0.33616
5002 | 0.38359 | 0.38359
5003 | 0.41049 | 0.41049
5004 | 0.40219 | 0.40219
5005 | 0.36541 | 0.36541
5006 | 0.31712 | 0.31712
5007 | 0.24524 | 0.24524
5008 | 0.17094 | 0.17094
5009 | 0.099943 | 0.099943
5010 | 0.041893 | 0.041893
5011 | 0.0042438 | 0.0042438
5012 | 0 | 0
5013 | 0 | 0
5014 | 0 | 0
5015 | 0 | 0
5016 | 0 | 0
5017 | 0 | 0
5018 | 0 | 0
5019 | 0 | 0
5020 | 0 | 0
5021 | 0.04016 | 0.04016
5022 | 0.13748 | 0.13748
5023 | 0.26587 | 0.26587
5024 | 0.37691 | 0.37691
5025 | 0.45534 | 0.45534
5026 | 0.5024 | 0.5024
5027 | 0.50288 | 0.50288
5028 | 0.47648 | 0.47648
5029 | 0.44063 | 0.44063
5030 | 0.40517 | 0.40517
5031 | 0.34783 | 0.34783
5032 | 0.27223 | 0.27223
5033 | 0.1785 | 0.1785
5034 | 0.078985 | 0.078985
5035 | 0.007739 | 0.007739
5036 | 0 | 0
5037 | 0 | 0
5038 | 0 | 0
5039 | 0 | 0
5040 | 0 | 0
5041 | 0 | 0
5042 | 0 | 0
5043 | 0 | 0
5044 | 0 | 0
5045 | 0.038787 | 0.038787
5046 | 0.12557 | 0.12557
5047 | 0.24306 | 0.24306
5048 | 0.36851 | 0.36851
5049 | 0.48724 | 0.48724
5050 | 0.56094 | 0.56094
5051 | 0.59355 | 0.59355
5052 | 0.59994 | 0.59994
5053 | 0.57906 | 0.57906
5054 | 0.52403 | 0.52403
5055 | 0.43679 | 0.43679
5056 | 0.32465 | 0.32465
5057 | 0.20353 | 0.20353
5058 | 0.088376 | 0.088376
5059 | 0.0087341 | 0.0087341
5060 | 0 | 0
5061 | 0 | 0
5062 | 0 | 0
5063 | 0 | 0
5064 | 0 | 0
5065 | 0 | 0
5066 | 0 | 0
5067 | 0 | 0
5068 | 0 | 0
5069 | 0.043226 | 0.043226
5070 | 0.1381 | 0.1381
5071 | 0.26304 | 0.26304
5072 | 0.39277 | 0.39277
5073 | 0.51057 | 0.51057
5074 | 0.59122 | 0.59122
5075 | 0.63256 | 0.63256
5076 | 0.62503 | 0.62503
5077 | 0.60001 | 0.60001
5078 | 0.54056 | 0.54056
5079 | 0.44748 | 0.44748
5080 | 0.3302 | 0.3302
5081 | 0.1957 | 0.1957
5082 | 0.07954 | 0.07954
5083 | 0.006541 | 0.006541
5084 | 0 | 0
5085 | 0 | 0
5086 | 0 | 0
5087 | 0 | 0
5088 | 0 | 0
5089 | 0 | 0
5090 | 0 | 0
5091 | 0 | 0
5092 | 0 | 0
5093 | 0.020614 | 0.020614
5094 | 0.059778 | 0.059778
5095 | 0.10882 | 0.10882
5096 | 0.18463 | 0.18463
5097 | 0.25933 | 0.25933
5098 | 0.28 | 0.28
5099 | 0.27126 | 0.27126
5100 | 0.26815 | 0.26815
5101 | 0.26388 | 0.26388
5102 | 0.24842 | 0.24842
5103 | 0.21088 | 0.21088
5104 | 0.15895 | 0.15895
5105 | 0.097247 | 0.097247
5106 | 0.035893 | 0.035893
5107 | 0.0021063 | 0.0021063
5108 | 0 | 0
5109 | 0 | 0
5110 | 0 | 0
5111 | 0 | 0
5112 | 0 | 0
5113 | 0 | 0
5114 | 0 | 0
5115 | 0 | 0
5116 | 0 | 0
5117 | 0.035592 | 0.035592
5118 | 0.12685 | 0.12685
5119 | 0.26518 | 0.26518
5120 | 0.3907 | 0.3907
5121 | 0.49465 | 0.49465
5122 | 0.57581 | 0.57581
5123 | 0.635 | 0.635
5124 | 0.65755 | 0.65755
5125 | 0.63243 | 0.63243
5126 | 0.57736 | 0.57736
5127 | 0.47953 | 0.47953
5128 | 0.34655 | 0.34655
5129 | 0.20518 | 0.20518
5130 | 0.079201 | 0.079201
5131 | 0.0051549 | 0.0051549
5132 | 0 | 0
5133 | 0 | 0
5134 | 0 | 0
5135 | 0 | 0
5136 | 0 | 0
5137 | 0 | 0
5138 | 0 | 0
5139 | 0 | 0
5140 | 0 | 0
5141 | 0.030156 | 0.030156
5142 | 0.11151 | 0.11151
5143 | 0.20713 | 0.20713
5144 | 0.27109 | 0.27109
5145 | 0.28555 | 0.28555
5146 | 0.29782 | 0.29782
5147 | 0.38435 | 0.38435
5148 | 0.44648 | 0.44648
5149 | 0.37593 | 0.37593
5150 | 0.29429 | 0.29429
5151 | 0.21054 | 0.21054
5152 | 0.12688 | 0.12688
5153 | 0.053423 | 0.053423
5154 | 0.014497 | 0.014497
5155 | 0.00034435 | 0.00034435
5156 | 0 | 0
5157 | 0 | 0
5158 | 0 | 0
5159 | 0 | 0
5160 | 0 | 0
5161 | 0 | 0
5162 | 0 | 0
5163 | 0 | 0
5164 | 0 | 0
5165 | 0.026618 | 0.026618
5166 | 0.10362 | 0.10362
5167 | 0.21428 | 0.21428
5168 | 0.3258 | 0.3258
5169 | 0.42498 | 0.42498
5170 | 0.47727 | 0.47727
5171 | 0.49906 | 0.49906
5172 | 0.50347 | 0.50347
5173 | 0.47386 | 0.47386
5174 | 0.40137 | 0.40137
5175 | 0.31293 | 0.31293
5176 | 0.22895 | 0.22895
5177 | 0.14827 | 0.14827
5178 | 0.062704 | 0.062704
5179 | 0.0038806 | 0.0038806
5180 | 0 | 0
5181 | 0 | 0
5182 | 0 | 0
5183 | 0 | 0
5184 | 0 | 0
5185 | 0 | 0
5186 | 0 | 0
5187 | 0 | 0
5188 | 0 | 0
5189 | 0.032631 | 0.032631
5190 | 0.1203 | 0.1203
5191 | 0.23548 | 0.23548
5192 | 0.34864 | 0.34864
5193 | 0.4474 | 0.4474
5194 | 0.51397 | 0.51397
5195 | 0.54959 | 0.54959
5196 | 0.55514 | 0.55514
5197 | 0.53064 | 0.53064
5198 | 0.47217 | 0.47217
5199 | 0.37906 | 0.37906
5200 | 0.26845 | 0.26845
5201 | 0.1573 | 0.1573
5202 | 0.054704 | 0.054704
5203 | 0.001352 | 0.001352
5204 | 0 | 0
5205 | 0 | 0
5206 | 0 | 0
5207 | 0 | 0
5208 | 0 | 0
5209 | 0 | 0
5210 | 0 | 0
5211 | 0 | 0
5212 | 0 | 0
5213 | 0.0044628 | 0.0044628
5214 | 0.027508 | 0.027508
5215 | 0.063392 | 0.063392
5216 | 0.10642 | 0.10642
5217 | 0.14908 | 0.14908
5218 | 0.18755 | 0.18755
5219 | 0.219 | 0.219
5220 | 0.22705 | 0.22705
5221 | 0.19466 | 0.19466
5222 | 0.16092 | 0.16092
5223 | 0.13791 | 0.13791
5224 | 0.10775 | 0.10775
5225 | 0.076278 | 0.076278
5226 | 0.032649 | 0.032649
5227 | 0.0011958 | 0.0011958
5228 | 0 | 0
5229 | 0 | 0
5230 | 0 | 0
5231 | 0 | 0
5232 | 0 | 0
5233 | 0 | 0
5234 | 0 | 0
5235 | 0 | 0
5236 | 0 | 0
5237 | 0.025399 | 0.025399
5238 | 0.10209 | 0.10209
5239 | 0.21585 | 0.21585
5240 | 0.35377 | 0.35377
5241 | 0.48978 | 0.48978
5242 | 0.5623 | 0.5623
5243 | 0.53754 | 0.53754
5244 | 0.50068 | 0.50068
5245 | 0.46856 | 0.46856
5246 | 0.43163 | 0.43163
5247 | 0.34333 | 0.34333
5248 | 0.2528 | 0.2528
5249 | 0.15149 | 0.15149
5250 | 0.056898 | 0.056898
5251 | 0.0019078 | 0.0019078
5252 | 0 | 0
5253 | 0 | 0
5254 | 0 | 0
5255 | 0 | 0
5256 | 0 | 0
5257 | 0 | 0
5258 | 0 | 0
5259 | 0 | 0
5260 | 0.00010269 | 0.00010269
5261 | 0.034939 | 0.034939
5262 | 0.13637 | 0.13637
5263 | 0.27627 | 0.27627
5264 | 0.42023 | 0.42023
5265 | 0.54149 | 0.54149
5266 | 0.63017 | 0.63017
5267 | 0.67818 | 0.67818
5268 | 0.68866 | 0.68866
5269 | 0.66006 | 0.66006
5270 | 0.59373 | 0.59373
5271 | 0.49161 | 0.49161
5272 | 0.35879 | 0.35879
5273 | 0.21238 | 0.21238
5274 | 0.082392 | 0.082392
5275 | 0.0033755 | 0.0033755
5276 | 0 | 0
5277 | 0 | 0
5278 | 0 | 0
5279 | 0 | 0
5280 | 0 | 0
5281 | 0 | 0
5282 | 0 | 0
5283 | 0 | 0
5284 | 0 | 0
5285 | 0.035701 | 0.035701
5286 | 0.13855 | 0.13855
5287 | 0.27737 | 0.27737
5288 | 0.41651 | 0.41651
5289 | 0.53435 | 0.53435
5290 | 0.61922 | 0.61922
5291 | 0.66339 | 0.66339
5292 | 0.66875 | 0.66875
5293 | 0.63499 | 0.63499
5294 | 0.55925 | 0.55925
5295 | 0.4562 | 0.4562
5296 | 0.32557 | 0.32557
5297 | 0.18186 | 0.18186
5298 | 0.067972 | 0.067972
5299 | 0.0020287 | 0.0020287
5300 | 0 | 0
5301 | 0 | 0
5302 | 0 | 0
5303 | 0 | 0
5304 | 0 | 0
5305 | 0 | 0
5306 | 0 | 0
5307 | 0 | 0
5308 | 0 | 0
5309 | 0.0085386 | 0.0085386
5310 | 0.043445 | 0.043445
5311 | 0.091602 | 0.091602
5312 | 0.16187 | 0.16187
5313 | 0.25788 | 0.25788
5314 | 0.33986 | 0.33986
5315 | 0.4171 | 0.4171
5316 | 0.43298 | 0.43298
5317 | 0.40839 | 0.40839
5318 | 0.35865 | 0.35865
5319 | 0.3049 | 0.3049
5320 | 0.21037 | 0.21037
5321 | 0.11417 | 0.11417
5322 | 0.033783 | 0.033783
5323 | 0.00022361 | 0.00022361
5324 | 0 | 0
5325 | 0 | 0
5326 | 0 | 0
5327 | 0 | 0
5328 | 0 | 0
5329 | 0 | 0
5330 | 0 | 0
5331 | 0 | 0
5332 | 0 | 0
5333 | 0.012074 | 0.012074
5334 | 0.081102 | 0.081102
5335 | 0.19411 | 0.19411
5336 | 0.30655 | 0.30655
5337 | 0.37131 | 0.37131
5338 | 0.37083 | 0.37083
5339 | 0.37367 | 0.37367
5340 | 0.40154 | 0.40154
5341 | 0.38012 | 0.38012
5342 | 0.3595 | 0.3595
5343 | 0.31334 | 0.31334
5344 | 0.22601 | 0.22601
5345 | 0.12601 | 0.12601
5346 | 0.046503 | 0.046503
5347 | 0.00034453 | 0.00034453
5348 | 0 | 0
5349 | 0 | 0
5350 | 0 | 0
5351 | 0 | 0
5352 | 0 | 0
5353 | 0 | 0
5354 | 0 | 0
5355 | 0 | 0
5356 | 0 | 0
5357 | 0.027425 | 0.027425
5358 | 0.12787 | 0.12787
5359 | 0.27071 | 0.27071
5360 | 0.42023 | 0.42023
5361 | 0.52908 | 0.52908
5362 | 0.60553 | 0.60553
5363 | 0.6556 | 0.6556
5364 | 0.6685 | 0.6685
5365 | 0.64473 | 0.64473
5366 | 0.57716 | 0.57716
5367 | 0.46492 | 0.46492
5368 | 0.31683 | 0.31683
5369 | 0.15987 | 0.15987
5370 | 0.043278 | 0.043278
5371 | 0 | 0
5372 | 0 | 0
5373 | 0 | 0
5374 | 0 | 0
5375 | 0 | 0
5376 | 0 | 0
5377 | 0 | 0
5378 | 0 | 0
5379 | 0 | 0
5380 | 0 | 0
5381 | 0.0049154 | 0.0049154
5382 | 0.041295 | 0.041295
5383 | 0.09345 | 0.09345
5384 | 0.14844 | 0.14844
5385 | 0.19315 | 0.19315
5386 | 0.2298 | 0.2298
5387 | 0.25627 | 0.25627
5388 | 0.28053 | 0.28053
5389 | 0.30547 | 0.30547
5390 | 0.30598 | 0.30598
5391 | 0.28892 | 0.28892
5392 | 0.22923 | 0.22923
5393 | 0.13252 | 0.13252
5394 | 0.045239 | 0.045239
5395 | 0.00012092 | 0.00012092
5396 | 0 | 0
5397 | 0 | 0
5398 | 0 | 0
5399 | 0 | 0
5400 | 0 | 0
5401 | 0 | 0
5402 | 0 | 0
5403 | 0 | 0
5404 | 0 | 0
5405 | 0.019906 | 0.019906
5406 | 0.11342 | 0.11342
5407 | 0.24536 | 0.24536
5408 | 0.39093 | 0.39093
5409 | 0.5191 | 0.5191
5410 | 0.60454 | 0.60454
5411 | 0.65728 | 0.65728
5412 | 0.6707 | 0.6707
5413 | 0.64471 | 0.64471
5414 | 0.57388 | 0.57388
5415 | 0.47483 | 0.47483
5416 | 0.34363 | 0.34363
5417 | 0.19769 | 0.19769
5418 | 0.069558 | 0.069558
5419 | 0.0007096 | 0.0007096
5420 | 0 | 0
5421 | 0 | 0
5422 | 0 | 0
5423 | 0 | 0
5424 | 0 | 0
5425 | 0 | 0
5426 | 0 | 0
5427 | 0 | 0
5428 | 0 | 0
5429 | 0.022905 | 0.022905
5430 | 0.12472 | 0.12472
5431 | 0.26095 | 0.26095
5432 | 0.39959 | 0.39959
5433 | 0.51605 | 0.51605
5434 | 0.59771 | 0.59771
5435 | 0.63144 | 0.63144
5436 | 0.62744 | 0.62744
5437 | 0.59059 | 0.59059
5438 | 0.52166 | 0.52166
5439 | 0.42504 | 0.42504
5440 | 0.29522 | 0.29522
5441 | 0.15924 | 0.15924
5442 | 0.052453 | 0.052453
5443 | 0.00012092 | 0.00012092
5444 | 0 | 0
5445 | 0 | 0
5446 | 0 | 0
5447 | 0 | 0
5448 | 0 | 0
5449 | 0 | 0
5450 | 0 | 0
5451 | 0 | 0
5452 | 0 | 0
5453 | 0.015708 | 0.015708
5454 | 0.10345 | 0.10345
5455 | 0.23152 | 0.23152
5456 | 0.36575 | 0.36575
5457 | 0.47784 | 0.47784
5458 | 0.55566 | 0.55566
5459 | 0.59405 | 0.59405
5460 | 0.58447 | 0.58447
5461 | 0.5485 | 0.5485
5462 | 0.48083 | 0.48083
5463 | 0.38976 | 0.38976
5464 | 0.27092 | 0.27092
5465 | 0.15034 | 0.15034
5466 | 0.047825 | 0.047825
5467 | 0.00012092 | 0.00012092
5468 | 0 | 0
5469 | 0 | 0
5470 | 0 | 0
5471 | 0 | 0
5472 | 0 | 0
5473 | 0 | 0
5474 | 0 | 0
5475 | 0 | 0
5476 | 0 | 0
5477 | 0.020196 | 0.020196
5478 | 0.12251 | 0.12251
5479 | 0.26323 | 0.26323
5480 | 0.40884 | 0.40884
5481 | 0.5296 | 0.5296
5482 | 0.61358 | 0.61358
5483 | 0.66065 | 0.66065
5484 | 0.66406 | 0.66406
5485 | 0.6257 | 0.6257
5486 | 0.55355 | 0.55355
5487 | 0.44307 | 0.44307
5488 | 0.30127 | 0.30127
5489 | 0.16683 | 0.16683
5490 | 0.051413 | 0.051413
5491 | 0.00012092 | 0.00012092
5492 | 0 | 0
5493 | 0 | 0
5494 | 0 | 0
5495 | 0 | 0
5496 | 0 | 0
5497 | 0 | 0
5498 | 0 | 0
5499 | 0 | 0
5500 | 0 | 0
5501 | 0.015473 | 0.015473
5502 | 0.10127 | 0.10127
5503 | 0.23271 | 0.23271
5504 | 0.36865 | 0.36865
5505 | 0.49948 | 0.49948
5506 | 0.59262 | 0.59262
5507 | 0.6526 | 0.6526
5508 | 0.66713 | 0.66713
5509 | 0.64006 | 0.64006
5510 | 0.57482 | 0.57482
5511 | 0.47194 | 0.47194
5512 | 0.33971 | 0.33971
5513 | 0.19402 | 0.19402
5514 | 0.063538 | 0.063538
5515 | 0.00012092 | 0.00012092
5516 | 0 | 0
5517 | 0 | 0
5518 | 0 | 0
5519 | 0 | 0
5520 | 0 | 0
5521 | 0 | 0
5522 | 0 | 0
5523 | 0 | 0
5524 | 0 | 0
5525 | 0.017784 | 0.017784
5526 | 0.11942 | 0.11942
5527 | 0.25578 | 0.25578
5528 | 0.39825 | 0.39825
5529 | 0.52143 | 0.52143
5530 | 0.60859 | 0.60859
5531 | 0.64897 | 0.64897
5532 | 0.64478 | 0.64478
5533 | 0.59707 | 0.59707
5534 | 0.50148 | 0.50148
5535 | 0.37671 | 0.37671
5536 | 0.23608 | 0.23608
5537 | 0.11189 | 0.11189
5538 | 0.02589 | 0.02589
5539 | 0 | 0
5540 | 0 | 0
5541 | 0 | 0
5542 | 0 | 0
5543 | 0 | 0
5544 | 0 | 0
5545 | 0 | 0
5546 | 0 | 0
5547 | 0 | 0
5548 | 0 | 0
5549 | 0.0083872 | 0.0083872
5550 | 0.081592 | 0.081592
5551 | 0.19701 | 0.19701
5552 | 0.32953 | 0.32953
5553 | 0.47015 | 0.47015
5554 | 0.57377 | 0.57377
5555 | 0.62148 | 0.62148
5556 | 0.62202 | 0.62202
5557 | 0.59387 | 0.59387
5558 | 0.53068 | 0.53068
5559 | 0.43478 | 0.43478
5560 | 0.30502 | 0.30502
5561 | 0.1682 | 0.1682
5562 | 0.046119 | 0.046119
5563 | 0 | 0
5564 | 0 | 0
5565 | 0 | 0
5566 | 0 | 0
5567 | 0 | 0
5568 | 0 | 0
5569 | 0 | 0
5570 | 0 | 0
5571 | 0 | 0
5572 | 0 | 0
5573 | 0.0057706 | 0.0057706
5574 | 0.080325 | 0.080325
5575 | 0.20497 | 0.20497
5576 | 0.35088 | 0.35088
5577 | 0.46573 | 0.46573
5578 | 0.53459 | 0.53459
5579 | 0.54624 | 0.54624
5580 | 0.46642 | 0.46642
5581 | 0.34809 | 0.34809
5582 | 0.23799 | 0.23799
5583 | 0.14452 | 0.14452
5584 | 0.07325 | 0.07325
5585 | 0.029127 | 0.029127
5586 | 0.0056451 | 0.0056451
5587 | 0 | 0
5588 | 0 | 0
5589 | 0 | 0
5590 | 0 | 0
5591 | 0 | 0
5592 | 0 | 0
5593 | 0 | 0
5594 | 0 | 0
5595 | 0 | 0
5596 | 0 | 0
5597 | 0.0029256 | 0.0029256
5598 | 0.060063 | 0.060063
5599 | 0.17923 | 0.17923
5600 | 0.33963 | 0.33963
5601 | 0.47104 | 0.47104
5602 | 0.55198 | 0.55198
5603 | 0.59599 | 0.59599
5604 | 0.59994 | 0.59994
5605 | 0.55614 | 0.55614
5606 | 0.49054 | 0.49054
5607 | 0.39861 | 0.39861
5608 | 0.27816 | 0.27816
5609 | 0.14376 | 0.14376
5610 | 0.037488 | 0.037488
5611 | 0 | 0
5612 | 0 | 0
5613 | 0 | 0
5614 | 0 | 0
5615 | 0 | 0
5616 | 0 | 0
5617 | 0 | 0
5618 | 0 | 0
5619 | 0 | 0
5620 | 0 | 0
5621 | 0.00804 | 0.00804
5622 | 0.08804 | 0.08804
5623 | 0.19463 | 0.19463
5624 | 0.33803 | 0.33803
5625 | 0.48628 | 0.48628
5626 | 0.59124 | 0.59124
5627 | 0.64268 | 0.64268
5628 | 0.65512 | 0.65512
5629 | 0.63043 | 0.63043
5630 | 0.565 | 0.565
5631 | 0.45393 | 0.45393
5632 | 0.31581 | 0.31581
5633 | 0.16257 | 0.16257
5634 | 0.044086 | 0.044086
5635 | 0 | 0
5636 | 0 | 0
5637 | 0 | 0
5638 | 0 | 0
5639 | 0 | 0
5640 | 0 | 0
5641 | 0 | 0
5642 | 0 | 0
5643 | 0 | 0
5644 | 0 | 0
5645 | 0.0083444 | 0.0083444
5646 | 0.10531 | 0.10531
5647 | 0.2466 | 0.2466
5648 | 0.39519 | 0.39519
5649 | 0.51975 | 0.51975
5650 | 0.60934 | 0.60934
5651 | 0.65632 | 0.65632
5652 | 0.66447 | 0.66447
5653 | 0.63422 | 0.63422
5654 | 0.56567 | 0.56567
5655 | 0.45912 | 0.45912
5656 | 0.32264 | 0.32264
5657 | 0.17596 | 0.17596
5658 | 0.049108 | 0.049108
5659 | 0 | 0
5660 | 0 | 0
5661 | 0 | 0
5662 | 0 | 0
5663 | 0 | 0
5664 | 0 | 0
5665 | 0 | 0
5666 | 0 | 0
5667 | 0 | 0
5668 | 0 | 0
5669 | 0.0082731 | 0.0082731
5670 | 0.10796 | 0.10796
5671 | 0.24894 | 0.24894
5672 | 0.39433 | 0.39433
5673 | 0.51677 | 0.51677
5674 | 0.60408 | 0.60408
5675 | 0.6524 | 0.6524
5676 | 0.66183 | 0.66183
5677 | 0.63323 | 0.63323
5678 | 0.56621 | 0.56621
5679 | 0.46174 | 0.46174
5680 | 0.32609 | 0.32609
5681 | 0.17914 | 0.17914
5682 | 0.049072 | 0.049072
5683 | 0 | 0
5684 | 0 | 0
5685 | 0 | 0
5686 | 0 | 0
5687 | 0 | 0
5688 | 0 | 0
5689 | 0 | 0
5690 | 0 | 0
5691 | 0 | 0
5692 | 0 | 0
5693 | 0.0080204 | 0.0080204
5694 | 0.10821 | 0.10821
5695 | 0.2558 | 0.2558
5696 | 0.40509 | 0.40509
5697 | 0.52912 | 0.52912
5698 | 0.61581 | 0.61581
5699 | 0.66274 | 0.66274
5700 | 0.67041 | 0.67041
5701 | 0.64032 | 0.64032
5702 | 0.57202 | 0.57202
5703 | 0.46675 | 0.46675
5704 | 0.33024 | 0.33024
5705 | 0.18144 | 0.18144
5706 | 0.049769 | 0.049769
5707 | 0 | 0
5708 | 0 | 0
5709 | 0 | 0
5710 | 0 | 0
5711 | 0 | 0
5712 | 0 | 0
5713 | 0 | 0
5714 | 0 | 0
5715 | 0 | 0
5716 | 0 | 0
5717 | 0.0066692 | 0.0066692
5718 | 0.10599 | 0.10599
5719 | 0.2493 | 0.2493
5720 | 0.39936 | 0.39936
5721 | 0.52287 | 0.52287
5722 | 0.60809 | 0.60809
5723 | 0.65318 | 0.65318
5724 | 0.65948 | 0.65948
5725 | 0.62731 | 0.62731
5726 | 0.55855 | 0.55855
5727 | 0.45294 | 0.45294
5728 | 0.31657 | 0.31657
5729 | 0.16929 | 0.16929
5730 | 0.042676 | 0.042676
5731 | 0 | 0
5732 | 0 | 0
5733 | 0 | 0
5734 | 0 | 0
5735 | 0 | 0
5736 | 0 | 0
5737 | 0 | 0
5738 | 0 | 0
5739 | 0 | 0
5740 | 0 | 0
5741 | 0.0050638 | 0.0050638
5742 | 0.10133 | 0.10133
5743 | 0.24283 | 0.24283
5744 | 0.39031 | 0.39031
5745 | 0.51094 | 0.51094
5746 | 0.59643 | 0.59643
5747 | 0.64336 | 0.64336
5748 | 0.65188 | 0.65188
5749 | 0.62218 | 0.62218
5750 | 0.55451 | 0.55451
5751 | 0.44928 | 0.44928
5752 | 0.3133 | 0.3133
5753 | 0.16621 | 0.16621
5754 | 0.039893 | 0.039893
5755 | 0 | 0
5756 | 0 | 0
5757 | 0 | 0
5758 | 0 | 0
5759 | 0 | 0
5760 | 0 | 0
5761 | 0 | 0
5762 | 0 | 0
5763 | 0 | 0
5764 | 0 | 0
5765 | 0.0014511 | 0.0014511
5766 | 0.058108 | 0.058108
5767 | 0.16879 | 0.16879
5768 | 0.29245 | 0.29245
5769 | 0.39479 | 0.39479
5770 | 0.46353 | 0.46353
5771 | 0.49595 | 0.49595
5772 | 0.51104 | 0.51104
5773 | 0.49083 | 0.49083
5774 | 0.44029 | 0.44029
5775 | 0.37076 | 0.37076
5776 | 0.26244 | 0.26244
5777 | 0.13663 | 0.13663
5778 | 0.027277 | 0.027277
5779 | 0 | 0
5780 | 0 | 0
5781 | 0 | 0
5782 | 0 | 0
5783 | 0 | 0
5784 | 0 | 0
5785 | 0 | 0
5786 | 0 | 0
5787 | 0 | 0
5788 | 0 | 0
5789 | 0.00013737 | 0.00013737
5790 | 0.038854 | 0.038854
5791 | 0.12093 | 0.12093
5792 | 0.22349 | 0.22349
5793 | 0.30176 | 0.30176
5794 | 0.34718 | 0.34718
5795 | 0.37691 | 0.37691
5796 | 0.38906 | 0.38906
5797 | 0.41024 | 0.41024
5798 | 0.40027 | 0.40027
5799 | 0.34012 | 0.34012
5800 | 0.23919 | 0.23919
5801 | 0.11091 | 0.11091
5802 | 0.019211 | 0.019211
5803 | 0 | 0
5804 | 0 | 0
5805 | 0 | 0
5806 | 0 | 0
5807 | 0 | 0
5808 | 0 | 0
5809 | 0 | 0
5810 | 0 | 0
5811 | 0 | 0
5812 | 0 | 0
5813 | 0.0017773 | 0.0017773
5814 | 0.08433 | 0.08433
5815 | 0.22794 | 0.22794
5816 | 0.37501 | 0.37501
5817 | 0.4908 | 0.4908
5818 | 0.58843 | 0.58843
5819 | 0.64335 | 0.64335
5820 | 0.64452 | 0.64452
5821 | 0.60767 | 0.60767
5822 | 0.54251 | 0.54251
5823 | 0.439 | 0.439
5824 | 0.30443 | 0.30443
5825 | 0.1597 | 0.1597
5826 | 0.034366 | 0.034366
5827 | 0 | 0
5828 | 0 | 0
5829 | 0 | 0
5830 | 0 | 0
5831 | 0 | 0
5832 | 0 | 0
5833 | 0 | 0
5834 | 0 | 0
5835 | 0 | 0
5836 | 0 | 0
5837 | 0.0019146 | 0.0019146
5838 | 0.089102 | 0.089102
5839 | 0.23266 | 0.23266
5840 | 0.38307 | 0.38307
5841 | 0.51451 | 0.51451
5842 | 0.60421 | 0.60421
5843 | 0.65147 | 0.65147
5844 | 0.65789 | 0.65789
5845 | 0.62581 | 0.62581
5846 | 0.55206 | 0.55206
5847 | 0.44345 | 0.44345
5848 | 0.3035 | 0.3035
5849 | 0.15515 | 0.15515
5850 | 0.030622 | 0.030622
5851 | 0 | 0
5852 | 0 | 0
5853 | 0 | 0
5854 | 0 | 0
5855 | 0 | 0
5856 | 0 | 0
5857 | 0 | 0
5858 | 0 | 0
5859 | 0 | 0
5860 | 0 | 0
5861 | 0.00081639 | 0.00081639
5862 | 0.080418 | 0.080418
5863 | 0.21459 | 0.21459
5864 | 0.35749 | 0.35749
5865 | 0.47139 | 0.47139
5866 | 0.55469 | 0.55469
5867 | 0.5982 | 0.5982
5868 | 0.59005 | 0.59005
5869 | 0.55401 | 0.55401
5870 | 0.47446 | 0.47446
5871 | 0.36226 | 0.36226
5872 | 0.228 | 0.228
5873 | 0.10836 | 0.10836
5874 | 0.016208 | 0.016208
5875 | 0 | 0
5876 | 0 | 0
5877 | 0 | 0
5878 | 0 | 0
5879 | 0 | 0
5880 | 0 | 0
5881 | 0 | 0
5882 | 0 | 0
5883 | 0 | 0
5884 | 0 | 0
5885 | 0.00053264 | 0.00053264
5886 | 0.074276 | 0.074276
5887 | 0.20788 | 0.20788
5888 | 0.35658 | 0.35658
5889 | 0.48471 | 0.48471
5890 | 0.57774 | 0.57774
5891 | 0.62531 | 0.62531
5892 | 0.63899 | 0.63899
5893 | 0.611 | 0.611
5894 | 0.54174 | 0.54174
5895 | 0.43059 | 0.43059
5896 | 0.29017 | 0.29017
5897 | 0.14191 | 0.14191
5898 | 0.022481 | 0.022481
5899 | 0 | 0
5900 | 0 | 0
5901 | 0 | 0
5902 | 0 | 0
5903 | 0 | 0
5904 | 0 | 0
5905 | 0 | 0
5906 | 0 | 0
5907 | 0 | 0
5908 | 0 | 0
5909 | 0 | 0
5910 | 0.04626 | 0.04626
5911 | 0.14897 | 0.14897
5912 | 0.25077 | 0.25077
5913 | 0.33501 | 0.33501
5914 | 0.40702 | 0.40702
5915 | 0.46741 | 0.46741
5916 | 0.49305 | 0.49305
5917 | 0.48288 | 0.48288
5918 | 0.43274 | 0.43274
5919 | 0.33356 | 0.33356
5920 | 0.20808 | 0.20808
5921 | 0.088476 | 0.088476
5922 | 0.0098857 | 0.0098857
5923 | 0 | 0
5924 | 0 | 0
5925 | 0 | 0
5926 | 0 | 0
5927 | 0 | 0
5928 | 0 | 0
5929 | 0 | 0
5930 | 0 | 0
5931 | 0 | 0
5932 | 0 | 0
5933 | 0.00014638 | 0.00014638
5934 | 0.062024 | 0.062024
5935 | 0.17223 | 0.17223
5936 | 0.25958 | 0.25958
5937 | 0.28892 | 0.28892
5938 | 0.26446 | 0.26446
5939 | 0.23894 | 0.23894
5940 | 0.25135 | 0.25135
5941 | 0.2753 | 0.2753
5942 | 0.23503 | 0.23503
5943 | 0.14676 | 0.14676
5944 | 0.08031 | 0.08031
5945 | 0.036734 | 0.036734
5946 | 0.003324 | 0.003324
5947 | 0 | 0
5948 | 0 | 0
5949 | 0 | 0
5950 | 0 | 0
5951 | 0 | 0
5952 | 0 | 0
5953 | 0 | 0
5954 | 0 | 0
5955 | 0 | 0
5956 | 0 | 0
5957 | 0 | 0
5958 | 0.046199 | 0.046199
5959 | 0.14254 | 0.14254
5960 | 0.26776 | 0.26776
5961 | 0.4165 | 0.4165
5962 | 0.50736 | 0.50736
5963 | 0.53981 | 0.53981
5964 | 0.54426 | 0.54426
5965 | 0.52015 | 0.52015
5966 | 0.44013 | 0.44013
5967 | 0.33332 | 0.33332
5968 | 0.20098 | 0.20098
5969 | 0.086075 | 0.086075
5970 | 0.0083652 | 0.0083652
5971 | 0 | 0
5972 | 0 | 0
5973 | 0 | 0
5974 | 0 | 0
5975 | 0 | 0
5976 | 0 | 0
5977 | 0 | 0
5978 | 0 | 0
5979 | 0 | 0
5980 | 0 | 0
5981 | 0 | 0
5982 | 0.05204 | 0.05204
5983 | 0.16909 | 0.16909
5984 | 0.31193 | 0.31193
5985 | 0.45083 | 0.45083
5986 | 0.55247 | 0.55247
5987 | 0.61387 | 0.61387
5988 | 0.64163 | 0.64163
5989 | 0.62051 | 0.62051
5990 | 0.54172 | 0.54172
5991 | 0.43264 | 0.43264
5992 | 0.28446 | 0.28446
5993 | 0.13671 | 0.13671
5994 | 0.016705 | 0.016705
5995 | 0 | 0
5996 | 0 | 0
5997 | 0 | 0
5998 | 0 | 0
5999 | 0 | 0
6000 | 0 | 0
6001 | 0 | 0
6002 | 0 | 0
6003 | 0 | 0
6004 | 0 | 0
6005 | 0 | 0
6006 | 0.063202 | 0.063202
6007 | 0.20426 | 0.20426
6008 | 0.35795 | 0.35795
6009 | 0.49548 | 0.49548
6010 | 0.58903 | 0.58903
6011 | 0.6377 | 0.6377
6012 | 0.64501 | 0.64501
6013 | 0.6137 | 0.6137
6014 | 0.54154 | 0.54154
6015 | 0.43074 | 0.43074
6016 | 0.28933 | 0.28933
6017 | 0.13859 | 0.13859
6018 | 0.014488 | 0.014488
6019 | 0 | 0
6020 | 0 | 0
6021 | 0 | 0
6022 | 0 | 0
6023 | 0 | 0
6024 | 0 | 0
6025 | 0 | 0
6026 | 0 | 0
6027 | 0 | 0
6028 | 0 | 0
6029 | 0 | 0
6030 | 0.060264 | 0.060264
6031 | 0.20104 | 0.20104
6032 | 0.358 | 0.358
6033 | 0.48805 | 0.48805
6034 | 0.57851 | 0.57851
6035 | 0.62448 | 0.62448
6036 | 0.62791 | 0.62791
6037 | 0.5893 | 0.5893
6038 | 0.50907 | 0.50907
6039 | 0.39188 | 0.39188
6040 | 0.25343 | 0.25343
6041 | 0.11497 | 0.11497
6042 | 0.0098347 | 0.0098347
6043 | 0 | 0
6044 | 0 | 0
6045 | 0 | 0
6046 | 0 | 0
6047 | 0 | 0
6048 | 0 | 0
6049 | 0 | 0
6050 | 0 | 0
6051 | 0 | 0
6052 | 0 | 0
6053 | 0 | 0
6054 | 0.05957 | 0.05957
6055 | 0.19988 | 0.19988
6056 | 0.35082 | 0.35082
6057 | 0.47352 | 0.47352
6058 | 0.55545 | 0.55545
6059 | 0.60565 | 0.60565
6060 | 0.61406 | 0.61406
6061 | 0.58171 | 0.58171
6062 | 0.50936 | 0.50936
6063 | 0.39603 | 0.39603
6064 | 0.25975 | 0.25975
6065 | 0.11262 | 0.11262
6066 | 0.0077222 | 0.0077222
6067 | 0 | 0
6068 | 0 | 0
6069 | 0 | 0
6070 | 0 | 0
6071 | 0 | 0
6072 | 0 | 0
6073 | 0 | 0
6074 | 0 | 0
6075 | 0 | 0
6076 | 0 | 0
6077 | 0 | 0
6078 | 0.048905 | 0.048905
6079 | 0.1804 | 0.1804
6080 | 0.32821 | 0.32821
6081 | 0.43617 | 0.43617
6082 | 0.52397 | 0.52397
6083 | 0.56787 | 0.56787
6084 | 0.56127 | 0.56127
6085 | 0.51016 | 0.51016
6086 | 0.42554 | 0.42554
6087 | 0.31906 | 0.31906
6088 | 0.20096 | 0.20096
6089 | 0.084735 | 0.084735
6090 | 0.0049215 | 0.0049215
6091 | 0 | 0
6092 | 0 | 0
6093 | 0 | 0
6094 | 0 | 0
6095 | 0 | 0
6096 | 0 | 0
6097 | 0 | 0
6098 | 0 | 0
6099 | 0 | 0
6100 | 0 | 0
6101 | 0 | 0
6102 | 0.04754 | 0.04754
6103 | 0.1814 | 0.1814
6104 | 0.32725 | 0.32725
6105 | 0.44354 | 0.44354
6106 | 0.52784 | 0.52784
6107 | 0.56727 | 0.56727
6108 | 0.56011 | 0.56011
6109 | 0.51035 | 0.51035
6110 | 0.42964 | 0.42964
6111 | 0.31971 | 0.31971
6112 | 0.19971 | 0.19971
6113 | 0.079306 | 0.079306
6114 | 0.003369 | 0.003369
6115 | 0 | 0
6116 | 0 | 0
6117 | 0 | 0
6118 | 0 | 0
6119 | 0 | 0
6120 | 0 | 0
6121 | 0 | 0
6122 | 0 | 0
6123 | 0 | 0
6124 | 0 | 0
6125 | 0 | 0
6126 | 0.047692 | 0.047692
6127 | 0.18614 | 0.18614
6128 | 0.33809 | 0.33809
6129 | 0.4648 | 0.4648
6130 | 0.55529 | 0.55529
6131 | 0.60459 | 0.60459
6132 | 0.61364 | 0.61364
6133 | 0.58163 | 0.58163
6134 | 0.50982 | 0.50982
6135 | 0.39909 | 0.39909
6136 | 0.25914 | 0.25914
6137 | 0.11227 | 0.11227
6138 | 0.00501 | 0.00501
6139 | 0 | 0
6140 | 0 | 0
6141 | 0 | 0
6142 | 0 | 0
6143 | 0 | 0
6144 | 0 | 0
6145 | 0 | 0
6146 | 0 | 0
6147 | 0 | 0
6148 | 0 | 0
6149 | 0 | 0
6150 | 0.047274 | 0.047274
6151 | 0.18829 | 0.18829
6152 | 0.34037 | 0.34037
6153 | 0.46682 | 0.46682
6154 | 0.55881 | 0.55881
6155 | 0.60874 | 0.60874
6156 | 0.6181 | 0.6181
6157 | 0.58747 | 0.58747
6158 | 0.51677 | 0.51677
6159 | 0.40712 | 0.40712
6160 | 0.26651 | 0.26651
6161 | 0.11721 | 0.11721
6162 | 0.0042773 | 0.0042773
6163 | 0 | 0
6164 | 0 | 0
6165 | 0 | 0
6166 | 0 | 0
6167 | 0 | 0
6168 | 0 | 0
6169 | 0 | 0
6170 | 0 | 0
6171 | 0 | 0
6172 | 0 | 0
6173 | 0 | 0
6174 | 0.046202 | 0.046202
6175 | 0.18713 | 0.18713
6176 | 0.34093 | 0.34093
6177 | 0.46833 | 0.46833
6178 | 0.55804 | 0.55804
6179 | 0.60733 | 0.60733
6180 | 0.61527 | 0.61527
6181 | 0.58337 | 0.58337
6182 | 0.51013 | 0.51013
6183 | 0.39864 | 0.39864
6184 | 0.25817 | 0.25817
6185 | 0.10924 | 0.10924
6186 | 0.0030538 | 0.0030538
6187 | 0 | 0
6188 | 0 | 0
6189 | 0 | 0
6190 | 0 | 0
6191 | 0 | 0
6192 | 0 | 0
6193 | 0 | 0
6194 | 0 | 0
6195 | 0 | 0
6196 | 0 | 0
6197 | 0 | 0
6198 | 0.042521 | 0.042521
6199 | 0.18538 | 0.18538
6200 | 0.34006 | 0.34006
6201 | 0.4686 | 0.4686
6202 | 0.56028 | 0.56028
6203 | 0.60614 | 0.60614
6204 | 0.6084 | 0.6084
6205 | 0.5663 | 0.5663
6206 | 0.47077 | 0.47077
6207 | 0.33597 | 0.33597
6208 | 0.18653 | 0.18653
6209 | 0.065286 | 0.065286
6210 | 0.00086769 | 0.00086769
6211 | 0 | 0
6212 | 0 | 0
6213 | 0 | 0
6214 | 0 | 0
6215 | 0 | 0
6216 | 0 | 0
6217 | 0 | 0
6218 | 0 | 0
6219 | 0 | 0
6220 | 0 | 0
6221 | 0 | 0
6222 | 0.014478 | 0.014478
6223 | 0.086319 | 0.086319
6224 | 0.172 | 0.172
6225 | 0.2607 | 0.2607
6226 | 0.37409 | 0.37409
6227 | 0.47466 | 0.47466
6228 | 0.47073 | 0.47073
6229 | 0.36355 | 0.36355
6230 | 0.28979 | 0.28979
6231 | 0.22503 | 0.22503
6232 | 0.1276 | 0.1276
6233 | 0.040605 | 0.040605
6234 | 0.00022361 | 0.00022361
6235 | 0 | 0
6236 | 0 | 0
6237 | 0 | 0
6238 | 0 | 0
6239 | 0 | 0
6240 | 0 | 0
6241 | 0 | 0
6242 | 0 | 0
6243 | 0 | 0
6244 | 0 | 0
6245 | 0 | 0
6246 | 0.0036243 | 0.0036243
6247 | 0.039232 | 0.039232
6248 | 0.090162 | 0.090162
6249 | 0.13081 | 0.13081
6250 | 0.14974 | 0.14974
6251 | 0.15552 | 0.15552
6252 | 0.14834 | 0.14834
6253 | 0.12525 | 0.12525
6254 | 0.096317 | 0.096317
6255 | 0.064234 | 0.064234
6256 | 0.033288 | 0.033288
6257 | 0.0085993 | 0.0085993
6258 | 0 | 0
6259 | 0 | 0
6260 | 0 | 0
6261 | 0 | 0
6262 | 0 | 0
6263 | 0 | 0
6264 | 0 | 0
6265 | 0 | 0
6266 | 0 | 0
6267 | 0 | 0
6268 | 0 | 0
6269 | 0 | 0
6270 | 0.0037547 | 0.0037547
6271 | 0.036125 | 0.036125
6272 | 0.085905 | 0.085905
6273 | 0.14083 | 0.14083
6274 | 0.19238 | 0.19238
6275 | 0.22426 | 0.22426
6276 | 0.22986 | 0.22986
6277 | 0.20909 | 0.20909
6278 | 0.17248 | 0.17248
6279 | 0.13243 | 0.13243
6280 | 0.082112 | 0.082112
6281 | 0.026214 | 0.026214
6282 | 0.00012092 | 0.00012092
6283 | 0 | 0
6284 | 0 | 0
6285 | 0 | 0
6286 | 0 | 0
6287 | 0 | 0
6288 | 0 | 0
6289 | 0 | 0
6290 | 0 | 0
6291 | 0 | 0
6292 | 0 | 0
6293 | 0 | 0
6294 | 0.0042309 | 0.0042309
6295 | 0.042227 | 0.042227
6296 | 0.090855 | 0.090855
6297 | 0.13568 | 0.13568
6298 | 0.16213 | 0.16213
6299 | 0.16825 | 0.16825
6300 | 0.16112 | 0.16112
6301 | 0.15269 | 0.15269
6302 | 0.1287 | 0.1287
6303 | 0.096561 | 0.096561
6304 | 0.055319 | 0.055319
6305 | 0.017131 | 0.017131
6306 | 0 | 0
6307 | 0 | 0
6308 | 0 | 0
6309 | 0 | 0
6310 | 0 | 0
6311 | 0 | 0
6312 | 0 | 0
6313 | 0 | 0
6314 | 0 | 0
6315 | 0 | 0
6316 | 0 | 0
6317 | 0 | 0
6318 | 0.014741 | 0.014741
6319 | 0.1004 | 0.1004
6320 | 0.22723 | 0.22723
6321 | 0.35966 | 0.35966
6322 | 0.4644 | 0.4644
6323 | 0.51522 | 0.51522
6324 | 0.53068 | 0.53068
6325 | 0.50969 | 0.50969
6326 | 0.43424 | 0.43424
6327 | 0.32413 | 0.32413
6328 | 0.19099 | 0.19099
6329 | 0.061711 | 0.061711
6330 | 0 | 0
6331 | 0 | 0
6332 | 0 | 0
6333 | 0 | 0
6334 | 0 | 0
6335 | 0 | 0
6336 | 0 | 0
6337 | 0 | 0
6338 | 0 | 0
6339 | 0 | 0
6340 | 0 | 0
6341 | 0 | 0
6342 | 0.025009 | 0.025009
6343 | 0.15348 | 0.15348
6344 | 0.33008 | 0.33008
6345 | 0.47795 | 0.47795
6346 | 0.57328 | 0.57328
6347 | 0.62381 | 0.62381
6348 | 0.62939 | 0.62939
6349 | 0.59189 | 0.59189
6350 | 0.51091 | 0.51091
6351 | 0.39067 | 0.39067
6352 | 0.23915 | 0.23915
6353 | 0.085882 | 0.085882
6354 | 0.00012092 | 0.00012092
6355 | 0 | 0
6356 | 0 | 0
6357 | 0 | 0
6358 | 0 | 0
6359 | 0 | 0
6360 | 0 | 0
6361 | 0 | 0
6362 | 0 | 0
6363 | 0 | 0
6364 | 0 | 0
6365 | 0 | 0
6366 | 0.025383 | 0.025383
6367 | 0.15898 | 0.15898
6368 | 0.32488 | 0.32488
6369 | 0.47081 | 0.47081
6370 | 0.57509 | 0.57509
6371 | 0.62 | 0.62
6372 | 0.62621 | 0.62621
6373 | 0.59904 | 0.59904
6374 | 0.5273 | 0.5273
6375 | 0.41016 | 0.41016
6376 | 0.25892 | 0.25892
6377 | 0.097303 | 0.097303
6378 | 0 | 0
6379 | 0 | 0
6380 | 0 | 0
6381 | 0 | 0
6382 | 0 | 0
6383 | 0 | 0
6384 | 0 | 0
6385 | 0 | 0
6386 | 0 | 0
6387 | 0 | 0
6388 | 0 | 0
6389 | 0 | 0
6390 | 0.016588 | 0.016588
6391 | 0.12646 | 0.12646
6392 | 0.25271 | 0.25271
6393 | 0.34501 | 0.34501
6394 | 0.39004 | 0.39004
6395 | 0.39197 | 0.39197
6396 | 0.37305 | 0.37305
6397 | 0.35342 | 0.35342
6398 | 0.31367 | 0.31367
6399 | 0.24323 | 0.24323
6400 | 0.14861 | 0.14861
6401 | 0.049579 | 0.049579
6402 | 0 | 0
6403 | 0 | 0
6404 | 0 | 0
6405 | 0 | 0
6406 | 0 | 0
6407 | 0 | 0
6408 | 0 | 0
6409 | 0 | 0
6410 | 0 | 0
6411 | 0 | 0
6412 | 0 | 0
6413 | 0 | 0
6414 | 0.020846 | 0.020846
6415 | 0.15234 | 0.15234
6416 | 0.31099 | 0.31099
6417 | 0.45785 | 0.45785
6418 | 0.55147 | 0.55147
6419 | 0.60992 | 0.60992
6420 | 0.624 | 0.624
6421 | 0.58764 | 0.58764
6422 | 0.51163 | 0.51163
6423 | 0.39319 | 0.39319
6424 | 0.24267 | 0.24267
6425 | 0.086 | 0.086
6426 | 0.00071388 | 0.00071388
6427 | 0 | 0
6428 | 0 | 0
6429 | 0 | 0
6430 | 0 | 0
6431 | 0 | 0
6432 | 0 | 0
6433 | 0 | 0
6434 | 0 | 0
6435 | 0 | 0
6436 | 0 | 0
6437 | 0 | 0
6438 | 0.018631 | 0.018631
6439 | 0.15137 | 0.15137
6440 | 0.32132 | 0.32132
6441 | 0.4669 | 0.4669
6442 | 0.56248 | 0.56248
6443 | 0.61527 | 0.61527
6444 | 0.62527 | 0.62527
6445 | 0.59275 | 0.59275
6446 | 0.51457 | 0.51457
6447 | 0.3916 | 0.3916
6448 | 0.23983 | 0.23983
6449 | 0.084279 | 0.084279
6450 | 0.00024849 | 0.00024849
6451 | 0 | 0
6452 | 0 | 0
6453 | 0 | 0
6454 | 0 | 0
6455 | 0 | 0
6456 | 0 | 0
6457 | 0 | 0
6458 | 0 | 0
6459 | 0 | 0
6460 | 0 | 0
6461 | 0 | 0
6462 | 0.013027 | 0.013027
6463 | 0.13429 | 0.13429
6464 | 0.28714 | 0.28714
6465 | 0.42476 | 0.42476
6466 | 0.51474 | 0.51474
6467 | 0.56559 | 0.56559
6468 | 0.56324 | 0.56324
6469 | 0.51116 | 0.51116
6470 | 0.42425 | 0.42425
6471 | 0.29833 | 0.29833
6472 | 0.16304 | 0.16304
6473 | 0.045302 | 0.045302
6474 | 0.00010269 | 0.00010269
6475 | 0 | 0
6476 | 0 | 0
6477 | 0 | 0
6478 | 0 | 0
6479 | 0 | 0
6480 | 0 | 0
6481 | 0 | 0
6482 | 0 | 0
6483 | 0 | 0
6484 | 0 | 0
6485 | 0 | 0
6486 | 0.0073771 | 0.0073771
6487 | 0.10026 | 0.10026
6488 | 0.23954 | 0.23954
6489 | 0.38117 | 0.38117
6490 | 0.48804 | 0.48804
6491 | 0.54104 | 0.54104
6492 | 0.54753 | 0.54753
6493 | 0.50683 | 0.50683
6494 | 0.43041 | 0.43041
6495 | 0.32228 | 0.32228
6496 | 0.17661 | 0.17661
6497 | 0.050699 | 0.050699
6498 | 0 | 0
6499 | 0 | 0
6500 | 0 | 0
6501 | 0 | 0
6502 | 0 | 0
6503 | 0 | 0
6504 | 0 | 0
6505 | 0 | 0
6506 | 0 | 0
6507 | 0 | 0
6508 | 0 | 0
6509 | 0 | 0
6510 | 0.0078269 | 0.0078269
6511 | 0.11084 | 0.11084
6512 | 0.25947 | 0.25947
6513 | 0.38099 | 0.38099
6514 | 0.48467 | 0.48467
6515 | 0.54794 | 0.54794
6516 | 0.54245 | 0.54245
6517 | 0.49748 | 0.49748
6518 | 0.42714 | 0.42714
6519 | 0.29962 | 0.29962
6520 | 0.1483 | 0.1483
6521 | 0.034814 | 0.034814
6522 | 0.00036525 | 0.00036525
6523 | 0 | 0
6524 | 0 | 0
6525 | 0 | 0
6526 | 0 | 0
6527 | 0 | 0
6528 | 0 | 0
6529 | 0 | 0
6530 | 0 | 0
6531 | 0 | 0
6532 | 0 | 0
6533 | 0 | 0
6534 | 0.0034264 | 0.0034264
6535 | 0.068593 | 0.068593
6536 | 0.17872 | 0.17872
6537 | 0.29588 | 0.29588
6538 | 0.40016 | 0.40016
6539 | 0.47854 | 0.47854
6540 | 0.52248 | 0.52248
6541 | 0.51469 | 0.51469
6542 | 0.46011 | 0.46011
6543 | 0.35685 | 0.35685
6544 | 0.21708 | 0.21708
6545 | 0.070089 | 0.070089
6546 | 0 | 0
6547 | 0 | 0
6548 | 0 | 0
6549 | 0 | 0
6550 | 0 | 0
6551 | 0 | 0
6552 | 0 | 0
6553 | 0 | 0
6554 | 0 | 0
6555 | 0 | 0
6556 | 0 | 0
6557 | 0 | 0
6558 | 0.0071705 | 0.0071705
6559 | 0.12581 | 0.12581
6560 | 0.28636 | 0.28636
6561 | 0.41471 | 0.41471
6562 | 0.49712 | 0.49712
6563 | 0.5412 | 0.5412
6564 | 0.54771 | 0.54771
6565 | 0.51225 | 0.51225
6566 | 0.42179 | 0.42179
6567 | 0.2901 | 0.2901
6568 | 0.15453 | 0.15453
6569 | 0.038742 | 0.038742
6570 | 0 | 0
6571 | 0 | 0
6572 | 0 | 0
6573 | 0 | 0
6574 | 0 | 0
6575 | 0 | 0
6576 | 0 | 0
6577 | 0 | 0
6578 | 0 | 0
6579 | 0 | 0
6580 | 0 | 0
6581 | 0 | 0
6582 | 0.0020227 | 0.0020227
6583 | 0.057856 | 0.057856
6584 | 0.14842 | 0.14842
6585 | 0.22822 | 0.22822
6586 | 0.30639 | 0.30639
6587 | 0.38579 | 0.38579
6588 | 0.43065 | 0.43065
6589 | 0.40704 | 0.40704
6590 | 0.33146 | 0.33146
6591 | 0.20551 | 0.20551
6592 | 0.083414 | 0.083414
6593 | 0.010269 | 0.010269
6594 | 0 | 0
6595 | 0 | 0
6596 | 0 | 0
6597 | 0 | 0
6598 | 0 | 0
6599 | 0 | 0
6600 | 0 | 0
6601 | 0 | 0
6602 | 0 | 0
6603 | 0 | 0
6604 | 0 | 0
6605 | 0 | 0
6606 | 0.00062631 | 0.00062631
6607 | 0.042929 | 0.042929
6608 | 0.1313 | 0.1313
6609 | 0.21759 | 0.21759
6610 | 0.29461 | 0.29461
6611 | 0.34965 | 0.34965
6612 | 0.35411 | 0.35411
6613 | 0.32215 | 0.32215
6614 | 0.27909 | 0.27909
6615 | 0.20992 | 0.20992
6616 | 0.12557 | 0.12557
6617 | 0.029032 | 0.029032
6618 | 0 | 0
6619 | 0 | 0
6620 | 0 | 0
6621 | 0 | 0
6622 | 0 | 0
6623 | 0 | 0
6624 | 0 | 0
6625 | 0 | 0
6626 | 0 | 0
6627 | 0 | 0
6628 | 0 | 0
6629 | 0 | 0
6630 | 0.00078975 | 0.00078975
6631 | 0.035508 | 0.035508
6632 | 0.09143 | 0.09143
6633 | 0.17941 | 0.17941
6634 | 0.30263 | 0.30263
6635 | 0.42483 | 0.42483
6636 | 0.44638 | 0.44638
6637 | 0.38726 | 0.38726
6638 | 0.30261 | 0.30261
6639 | 0.18671 | 0.18671
6640 | 0.085608 | 0.085608
6641 | 0.013315 | 0.013315
6642 | 0 | 0
6643 | 0 | 0
6644 | 0 | 0
6645 | 0 | 0
6646 | 0 | 0
6647 | 0 | 0
6648 | 0 | 0
6649 | 0 | 0
6650 | 0 | 0
6651 | 0 | 0
6652 | 0 | 0
6653 | 0 | 0
6654 | 0 | 0
6655 | 0.018589 | 0.018589
6656 | 0.065096 | 0.065096
6657 | 0.12769 | 0.12769
6658 | 0.19041 | 0.19041
6659 | 0.238 | 0.238
6660 | 0.22241 | 0.22241
6661 | 0.20908 | 0.20908
6662 | 0.19897 | 0.19897
6663 | 0.16937 | 0.16937
6664 | 0.11452 | 0.11452
6665 | 0.025974 | 0.025974
6666 | 0 | 0
6667 | 0 | 0
6668 | 0 | 0
6669 | 0 | 0
6670 | 0 | 0
6671 | 0 | 0
6672 | 0 | 0
6673 | 0 | 0
6674 | 0 | 0
6675 | 0 | 0
6676 | 0 | 0
6677 | 0 | 0
6678 | 0.0016016 | 0.0016016
6679 | 0.093827 | 0.093827
6680 | 0.28318 | 0.28318
6681 | 0.43492 | 0.43492
6682 | 0.51948 | 0.51948
6683 | 0.53831 | 0.53831
6684 | 0.52465 | 0.52465
6685 | 0.48331 | 0.48331
6686 | 0.39941 | 0.39941
6687 | 0.28253 | 0.28253
6688 | 0.15437 | 0.15437
6689 | 0.027828 | 0.027828
6690 | 0 | 0
6691 | 0 | 0
6692 | 0 | 0
6693 | 0 | 0
6694 | 0 | 0
6695 | 0 | 0
6696 | 0 | 0
6697 | 0 | 0
6698 | 0 | 0
6699 | 0 | 0
6700 | 0 | 0
6701 | 0 | 0
6702 | 0 | 0
6703 | 0.016185 | 0.016185
6704 | 0.057004 | 0.057004
6705 | 0.10027 | 0.10027
6706 | 0.13608 | 0.13608
6707 | 0.15399 | 0.15399
6708 | 0.16542 | 0.16542
6709 | 0.17518 | 0.17518
6710 | 0.16402 | 0.16402
6711 | 0.11506 | 0.11506
6712 | 0.051896 | 0.051896
6713 | 0.0062467 | 0.0062467
6714 | 0 | 0
6715 | 0 | 0
6716 | 0 | 0
6717 | 0 | 0
6718 | 0 | 0
6719 | 0 | 0
6720 | 0 | 0
6721 | 0 | 0
6722 | 0 | 0
6723 | 0 | 0
6724 | 0 | 0
6725 | 0 | 0
6726 | 0 | 0
6727 | 0.028116 | 0.028116
6728 | 0.10347 | 0.10347
6729 | 0.24107 | 0.24107
6730 | 0.35168 | 0.35168
6731 | 0.40862 | 0.40862
6732 | 0.3732 | 0.3732
6733 | 0.37084 | 0.37084
6734 | 0.29605 | 0.29605
6735 | 0.20598 | 0.20598
6736 | 0.091854 | 0.091854
6737 | 0.010626 | 0.010626
6738 | 0 | 0
6739 | 0 | 0
6740 | 0 | 0
6741 | 0 | 0
6742 | 0 | 0
6743 | 0 | 0
6744 | 0 | 0
6745 | 0 | 0
6746 | 0 | 0
6747 | 0 | 0
6748 | 0 | 0
6749 | 0 | 0
6750 | 0 | 0
6751 | 0.031429 | 0.031429
6752 | 0.10402 | 0.10402
6753 | 0.21321 | 0.21321
6754 | 0.30448 | 0.30448
6755 | 0.35247 | 0.35247
6756 | 0.36765 | 0.36765
6757 | 0.34528 | 0.34528
6758 | 0.2889 | 0.2889
6759 | 0.20439 | 0.20439
6760 | 0.10141 | 0.10141
6761 | 0.012157 | 0.012157
6762 | 0 | 0
6763 | 0 | 0
6764 | 0 | 0
6765 | 0 | 0
6766 | 0 | 0
6767 | 0 | 0
6768 | 0 | 0
6769 | 0 | 0
6770 | 0 | 0
6771 | 0 | 0
6772 | 0 | 0
6773 | 0 | 0
6774 | 0 | 0
6775 | 0.035188 | 0.035188
6776 | 0.11993 | 0.11993
6777 | 0.26406 | 0.26406
6778 | 0.41809 | 0.41809
6779 | 0.47712 | 0.47712
6780 | 0.46218 | 0.46218
6781 | 0.40042 | 0.40042
6782 | 0.32131 | 0.32131
6783 | 0.22395 | 0.22395
6784 | 0.11455 | 0.11455
6785 | 0.012721 | 0.012721
6786 | 0 | 0
6787 | 0 | 0
6788 | 0 | 0
6789 | 0 | 0
6790 | 0 | 0
6791 | 0 | 0
6792 | 0 | 0
6793 | 0 | 0
6794 | 0 | 0
6795 | 0 | 0
6796 | 0 | 0
6797 | 0 | 0
6798 | 0 | 0
6799 | 0.038031 | 0.038031
6800 | 0.12639 | 0.12639
6801 | 0.27603 | 0.27603
6802 | 0.43474 | 0.43474
6803 | 0.47805 | 0.47805
6804 | 0.4454 | 0.4454
6805 | 0.39412 | 0.39412
6806 | 0.33065 | 0.33065
6807 | 0.22884 | 0.22884
6808 | 0.10836 | 0.10836
6809 | 0.010872 | 0.010872
6810 | 0 | 0
6811 | 0 | 0
6812 | 0 | 0
6813 | 0 | 0
6814 | 0 | 0
6815 | 0 | 0
6816 | 0 | 0
6817 | 0 | 0
6818 | 0 | 0
6819 | 0 | 0
6820 | 0 | 0
6821 | 0 | 0
6822 | 0 | 0
6823 | 0.027743 | 0.027743
6824 | 0.098573 | 0.098573
6825 | 0.19666 | 0.19666
6826 | 0.2755 | 0.2755
6827 | 0.28 | 0.28
6828 | 0.2701 | 0.2701
6829 | 0.26567 | 0.26567
6830 | 0.20965 | 0.20965
6831 | 0.1303 | 0.1303
6832 | 0.050447 | 0.050447
6833 | 0.0035527 | 0.0035527
6834 | 0 | 0
6835 | 0 | 0
6836 | 0 | 0
6837 | 0 | 0
6838 | 0 | 0
6839 | 0 | 0
6840 | 0 | 0
6841 | 0 | 0
6842 | 0 | 0
6843 | 0 | 0
6844 | 0 | 0
6845 | 0 | 0
6846 | 0 | 0
6847 | 0.023675 | 0.023675
6848 | 0.095034 | 0.095034
6849 | 0.19445 | 0.19445
6850 | 0.35156 | 0.35156
6851 | 0.41988 | 0.41988
6852 | 0.45285 | 0.45285
6853 | 0.45008 | 0.45008
6854 | 0.39345 | 0.39345
6855 | 0.27618 | 0.27618
6856 | 0.1332 | 0.1332
6857 | 0.011797 | 0.011797
6858 | 0 | 0
6859 | 0 | 0
6860 | 0 | 0
6861 | 0 | 0
6862 | 0 | 0
6863 | 0 | 0
6864 | 0 | 0
6865 | 0 | 0
6866 | 0 | 0
6867 | 0 | 0
6868 | 0 | 0
6869 | 0 | 0
6870 | 0 | 0
6871 | 0.028775 | 0.028775
6872 | 0.12191 | 0.12191
6873 | 0.28486 | 0.28486
6874 | 0.45569 | 0.45569
6875 | 0.55384 | 0.55384
6876 | 0.56819 | 0.56819
6877 | 0.52249 | 0.52249
6878 | 0.42011 | 0.42011
6879 | 0.27283 | 0.27283
6880 | 0.11397 | 0.11397
6881 | 0.0078012 | 0.0078012
6882 | 0 | 0
6883 | 0 | 0
6884 | 0 | 0
6885 | 0 | 0
6886 | 0 | 0
6887 | 0 | 0
6888 | 0 | 0
6889 | 0 | 0
6890 | 0 | 0
6891 | 0 | 0
6892 | 0 | 0
6893 | 0 | 0
6894 | 0 | 0
6895 | 0.032694 | 0.032694
6896 | 0.1609 | 0.1609
6897 | 0.32086 | 0.32086
6898 | 0.42981 | 0.42981
6899 | 0.464 | 0.464
6900 | 0.42935 | 0.42935
6901 | 0.35819 | 0.35819
6902 | 0.26599 | 0.26599
6903 | 0.17819 | 0.17819
6904 | 0.068014 | 0.068014
6905 | 0.0023771 | 0.0023771
6906 | 0 | 0
6907 | 0 | 0
6908 | 0 | 0
6909 | 0 | 0
6910 | 0 | 0
6911 | 0 | 0
6912 | 0 | 0
6913 | 0 | 0
6914 | 0 | 0
6915 | 0 | 0
6916 | 0 | 0
6917 | 0 | 0
6918 | 0 | 0
6919 | 0.018284 | 0.018284
6920 | 0.080248 | 0.080248
6921 | 0.16356 | 0.16356
6922 | 0.23861 | 0.23861
6923 | 0.23364 | 0.23364
6924 | 0.22686 | 0.22686
6925 | 0.225 | 0.225
6926 | 0.20603 | 0.20603
6927 | 0.16092 | 0.16092
6928 | 0.084192 | 0.084192
6929 | 0.003698 | 0.003698
6930 | 0 | 0
6931 | 0 | 0
6932 | 0 | 0
6933 | 0 | 0
6934 | 0 | 0
6935 | 0 | 0
6936 | 0 | 0
6937 | 0 | 0
6938 | 0 | 0
6939 | 0 | 0
6940 | 0 | 0
6941 | 0 | 0
6942 | 0 | 0
6943 | 0.034414 | 0.034414
6944 | 0.13922 | 0.13922
6945 | 0.29626 | 0.29626
6946 | 0.46494 | 0.46494
6947 | 0.53772 | 0.53772
6948 | 0.54926 | 0.54926
6949 | 0.52164 | 0.52164
6950 | 0.4448 | 0.4448
6951 | 0.32438 | 0.32438
6952 | 0.17313 | 0.17313
6953 | 0.0095776 | 0.0095776
6954 | 0 | 0
6955 | 0 | 0
6956 | 0 | 0
6957 | 0 | 0
6958 | 0 | 0
6959 | 0 | 0
6960 | 0 | 0
6961 | 0 | 0
6962 | 0 | 0
6963 | 0 | 0
6964 | 0 | 0
6965 | 0 | 0
6966 | 0 | 0
6967 | 0.011963 | 0.011963
6968 | 0.060272 | 0.060272
6969 | 0.12295 | 0.12295
6970 | 0.1795 | 0.1795
6971 | 0.19896 | 0.19896
6972 | 0.18193 | 0.18193
6973 | 0.15071 | 0.15071
6974 | 0.10934 | 0.10934
6975 | 0.063797 | 0.063797
6976 | 0.021405 | 0.021405
6977 | 0 | 0
6978 | 0 | 0
6979 | 0 | 0
6980 | 0 | 0
6981 | 0 | 0
6982 | 0 | 0
6983 | 0 | 0
6984 | 0 | 0
6985 | 0 | 0
6986 | 0 | 0
6987 | 0 | 0
6988 | 0 | 0
6989 | 0 | 0
6990 | 0 | 0
6991 | 0.0059767 | 0.0059767
6992 | 0.04407 | 0.04407
6993 | 0.092193 | 0.092193
6994 | 0.14561 | 0.14561
6995 | 0.21236 | 0.21236
6996 | 0.25985 | 0.25985
6997 | 0.28047 | 0.28047
6998 | 0.23988 | 0.23988
6999 | 0.16753 | 0.16753
7000 | 0.057385 | 0.057385
7001 | 0.00052761 | 0.00052761
7002 | 0 | 0
7003 | 0 | 0
7004 | 0 | 0
7005 | 0 | 0
7006 | 0 | 0
7007 | 0 | 0
7008 | 0 | 0
7009 | 0 | 0
7010 | 0 | 0
7011 | 0 | 0
7012 | 0 | 0
7013 | 0 | 0
7014 | 0 | 0
7015 | 0.0077219 | 0.0077219
7016 | 0.064829 | 0.064829
7017 | 0.20914 | 0.20914
7018 | 0.31597 | 0.31597
7019 | 0.38727 | 0.38727
7020 | 0.39734 | 0.39734
7021 | 0.38749 | 0.38749
7022 | 0.30186 | 0.30186
7023 | 0.18674 | 0.18674
7024 | 0.064789 | 0.064789
7025 | 0.00060958 | 0.00060958
7026 | 0 | 0
7027 | 0 | 0
7028 | 0 | 0
7029 | 0 | 0
7030 | 0 | 0
7031 | 0 | 0
7032 | 0 | 0
7033 | 0 | 0
7034 | 0 | 0
7035 | 0 | 0
7036 | 0 | 0
7037 | 0 | 0
7038 | 0 | 0
7039 | 0.0092149 | 0.0092149
7040 | 0.060114 | 0.060114
7041 | 0.13814 | 0.13814
7042 | 0.24581 | 0.24581
7043 | 0.33259 | 0.33259
7044 | 0.33732 | 0.33732
7045 | 0.26899 | 0.26899
7046 | 0.19788 | 0.19788
7047 | 0.11903 | 0.11903
7048 | 0.047637 | 0.047637
7049 | 0.00067341 | 0.00067341
7050 | 0 | 0
7051 | 0 | 0
7052 | 0 | 0
7053 | 0 | 0
7054 | 0 | 0
7055 | 0 | 0
7056 | 0 | 0
7057 | 0 | 0
7058 | 0 | 0
7059 | 0 | 0
7060 | 0 | 0
7061 | 0 | 0
7062 | 0 | 0
7063 | 0.0067883 | 0.0067883
7064 | 0.05267 | 0.05267
7065 | 0.1255 | 0.1255
7066 | 0.24297 | 0.24297
7067 | 0.35413 | 0.35413
7068 | 0.39521 | 0.39521
7069 | 0.37091 | 0.37091
7070 | 0.2907 | 0.2907
7071 | 0.17452 | 0.17452
7072 | 0.060664 | 0.060664
7073 | 0.00014164 | 0.00014164
7074 | 0 | 0
7075 | 0 | 0
7076 | 0 | 0
7077 | 0 | 0
7078 | 0 | 0
7079 | 0 | 0
7080 | 0 | 0
7081 | 0 | 0
7082 | 0 | 0
7083 | 0 | 0
7084 | 0 | 0
7085 | 0 | 0
7086 | 0 | 0
7087 | 0.020017 | 0.020017
7088 | 0.11115 | 0.11115
7089 | 0.21397 | 0.21397
7090 | 0.29228 | 0.29228
7091 | 0.32048 | 0.32048
7092 | 0.3229 | 0.3229
7093 | 0.30443 | 0.30443
7094 | 0.25478 | 0.25478
7095 | 0.16901 | 0.16901
7096 | 0.071907 | 0.071907
7097 | 0.0010635 | 0.0010635
7098 | 0 | 0
7099 | 0 | 0
7100 | 0 | 0
7101 | 0 | 0
7102 | 0 | 0
7103 | 0 | 0
7104 | 0 | 0
7105 | 0 | 0
7106 | 0 | 0
7107 | 0 | 0
7108 | 0 | 0
7109 | 0 | 0
7110 | 0 | 0
7111 | 0.016838 | 0.016838
7112 | 0.098732 | 0.098732
7113 | 0.19509 | 0.19509
7114 | 0.29654 | 0.29654
7115 | 0.39317 | 0.39317
7116 | 0.42393 | 0.42393
7117 | 0.40288 | 0.40288
7118 | 0.33082 | 0.33082
7119 | 0.20681 | 0.20681
7120 | 0.073445 | 0.073445
7121 | 0.00036981 | 0.00036981
7122 | 0 | 0
7123 | 0 | 0
7124 | 0 | 0
7125 | 0 | 0
7126 | 0 | 0
7127 | 0 | 0
7128 | 0 | 0
7129 | 0 | 0
7130 | 0 | 0
7131 | 0 | 0
7132 | 0 | 0
7133 | 0 | 0
7134 | 0 | 0
7135 | 0.010131 | 0.010131
7136 | 0.08563 | 0.08563
7137 | 0.19476 | 0.19476
7138 | 0.25351 | 0.25351
7139 | 0.27447 | 0.27447
7140 | 0.31639 | 0.31639
7141 | 0.32923 | 0.32923
7142 | 0.25621 | 0.25621
7143 | 0.13174 | 0.13174
7144 | 0.032911 | 0.032911
7145 | 0 | 0
7146 | 0 | 0
7147 | 0 | 0
7148 | 0 | 0
7149 | 0 | 0
7150 | 0 | 0
7151 | 0 | 0
7152 | 0 | 0
7153 | 0 | 0
7154 | 0 | 0
7155 | 0 | 0
7156 | 0 | 0
7157 | 0 | 0
7158 | 0 | 0
7159 | 0.0052142 | 0.0052142
7160 | 0.050847 | 0.050847
7161 | 0.1458 | 0.1458
7162 | 0.26195 | 0.26195
7163 | 0.31017 | 0.31017
7164 | 0.25098 | 0.25098
7165 | 0.16317 | 0.16317
7166 | 0.091838 | 0.091838
7167 | 0.044656 | 0.044656
7168 | 0.01112 | 0.01112
7169 | 0 | 0
7170 | 0 | 0
7171 | 0 | 0
7172 | 0 | 0
7173 | 0 | 0
7174 | 0 | 0
7175 | 0 | 0
7176 | 0 | 0
7177 | 0 | 0
7178 | 0 | 0
7179 | 0 | 0
7180 | 0 | 0
7181 | 0 | 0
7182 | 0 | 0
7183 | 0.0026089 | 0.0026089
7184 | 0.039119 | 0.039119
7185 | 0.1096 | 0.1096
7186 | 0.20605 | 0.20605
7187 | 0.27687 | 0.27687
7188 | 0.3135 | 0.3135
7189 | 0.31686 | 0.31686
7190 | 0.24861 | 0.24861
7191 | 0.14218 | 0.14218
7192 | 0.033991 | 0.033991
7193 | 0.00070236 | 0.00070236
7194 | 0 | 0
7195 | 0 | 0
7196 | 0 | 0
7197 | 0 | 0
7198 | 0 | 0
7199 | 0 | 0
7200 | 0 | 0
7201 | 0 | 0
7202 | 0 | 0
7203 | 0 | 0
7204 | 0 | 0
7205 | 0 | 0
7206 | 0 | 0
7207 | 0.011262 | 0.011262
7208 | 0.08672 | 0.08672
7209 | 0.2223 | 0.2223
7210 | 0.35803 | 0.35803
7211 | 0.42678 | 0.42678
7212 | 0.42801 | 0.42801
7213 | 0.39938 | 0.39938
7214 | 0.32241 | 0.32241
7215 | 0.1869 | 0.1869
7216 | 0.059126 | 0.059126
7217 | 0.00026256 | 0.00026256
7218 | 0 | 0
7219 | 0 | 0
7220 | 0 | 0
7221 | 0 | 0
7222 | 0 | 0
7223 | 0 | 0
7224 | 0 | 0
7225 | 0 | 0
7226 | 0 | 0
7227 | 0 | 0
7228 | 0 | 0
7229 | 0 | 0
7230 | 0 | 0
7231 | 0.0088254 | 0.0088254
7232 | 0.091029 | 0.091029
7233 | 0.19387 | 0.19387
7234 | 0.3069 | 0.3069
7235 | 0.4016 | 0.4016
7236 | 0.42841 | 0.42841
7237 | 0.42544 | 0.42544
7238 | 0.34129 | 0.34129
7239 | 0.17534 | 0.17534
7240 | 0.047011 | 0.047011
7241 | 0.0007082 | 0.0007082
7242 | 0 | 0
7243 | 0 | 0
7244 | 0 | 0
7245 | 0 | 0
7246 | 0 | 0
7247 | 0 | 0
7248 | 0 | 0
7249 | 0 | 0
7250 | 0 | 0
7251 | 0 | 0
7252 | 0 | 0
7253 | 0 | 0
7254 | 0 | 0
7255 | 0.0015318 | 0.0015318
7256 | 0.034807 | 0.034807
7257 | 0.087661 | 0.087661
7258 | 0.15779 | 0.15779
7259 | 0.24283 | 0.24283
7260 | 0.34697 | 0.34697
7261 | 0.37795 | 0.37795
7262 | 0.32458 | 0.32458
7263 | 0.21764 | 0.21764
7264 | 0.078863 | 0.078863
7265 | 0.0004042 | 0.0004042
7266 | 0 | 0
7267 | 0 | 0
7268 | 0 | 0
7269 | 0 | 0
7270 | 0 | 0
7271 | 0 | 0
7272 | 0 | 0
7273 | 0 | 0
7274 | 0 | 0
7275 | 0 | 0
7276 | 0 | 0
7277 | 0 | 0
7278 | 0 | 0
7279 | 0.013039 | 0.013039
7280 | 0.10326 | 0.10326
7281 | 0.24424 | 0.24424
7282 | 0.38133 | 0.38133
7283 | 0.4398 | 0.4398
7284 | 0.43212 | 0.43212
7285 | 0.38908 | 0.38908
7286 | 0.3032 | 0.3032
7287 | 0.19478 | 0.19478
7288 | 0.078813 | 0.078813
7289 | 0.0007082 | 0.0007082
7290 | 0 | 0
7291 | 0 | 0
7292 | 0 | 0
7293 | 0 | 0
7294 | 0 | 0
7295 | 0 | 0
7296 | 0 | 0
7297 | 0 | 0
7298 | 0 | 0
7299 | 0 | 0
7300 | 0 | 0
7301 | 0 | 0
7302 | 0 | 0
7303 | 0.0094531 | 0.0094531
7304 | 0.086709 | 0.086709
7305 | 0.22234 | 0.22234
7306 | 0.41558 | 0.41558
7307 | 0.51941 | 0.51941
7308 | 0.53665 | 0.53665
7309 | 0.50187 | 0.50187
7310 | 0.41632 | 0.41632
7311 | 0.28911 | 0.28911
7312 | 0.12825 | 0.12825
7313 | 0 | 0
7314 | 0 | 0
7315 | 0 | 0
7316 | 0 | 0
7317 | 0 | 0
7318 | 0 | 0
7319 | 0 | 0
7320 | 0 | 0
7321 | 0 | 0
7322 | 0 | 0
7323 | 0 | 0
7324 | 0 | 0
7325 | 0 | 0
7326 | 0 | 0
7327 | 0.012954 | 0.012954
7328 | 0.12353 | 0.12353
7329 | 0.27839 | 0.27839
7330 | 0.42471 | 0.42471
7331 | 0.5058 | 0.5058
7332 | 0.52474 | 0.52474
7333 | 0.4923 | 0.4923
7334 | 0.39542 | 0.39542
7335 | 0.24796 | 0.24796
7336 | 0.085629 | 0.085629
7337 | 0 | 0
7338 | 0 | 0
7339 | 0 | 0
7340 | 0 | 0
7341 | 0 | 0
7342 | 0 | 0
7343 | 0 | 0
7344 | 0 | 0
7345 | 0 | 0
7346 | 0 | 0
7347 | 0 | 0
7348 | 0 | 0
7349 | 0 | 0
7350 | 0 | 0
7351 | 0.00036942 | 0.00036942
7352 | 0.026213 | 0.026213
7353 | 0.093422 | 0.093422
7354 | 0.19326 | 0.19326
7355 | 0.24675 | 0.24675
7356 | 0.26124 | 0.26124
7357 | 0.24341 | 0.24341
7358 | 0.19226 | 0.19226
7359 | 0.11697 | 0.11697
7360 | 0.033744 | 0.033744
7361 | 0 | 0
7362 | 0 | 0
7363 | 0 | 0
7364 | 0 | 0
7365 | 0 | 0
7366 | 0 | 0
7367 | 0 | 0
7368 | 0 | 0
7369 | 0 | 0
7370 | 0 | 0
7371 | 0 | 0
7372 | 0 | 0
7373 | 0 | 0
7374 | 0 | 0
7375 | 0.00078027 | 0.00078027
7376 | 0.040804 | 0.040804
7377 | 0.12153 | 0.12153
7378 | 0.26429 | 0.26429
7379 | 0.40327 | 0.40327
7380 | 0.45787 | 0.45787
7381 | 0.43152 | 0.43152
7382 | 0.35332 | 0.35332
7383 | 0.23039 | 0.23039
7384 | 0.074598 | 0.074598
7385 | 0 | 0
7386 | 0 | 0
7387 | 0 | 0
7388 | 0 | 0
7389 | 0 | 0
7390 | 0 | 0
7391 | 0 | 0
7392 | 0 | 0
7393 | 0 | 0
7394 | 0 | 0
7395 | 0 | 0
7396 | 0 | 0
7397 | 0 | 0
7398 | 0 | 0
7399 | 0.0040313 | 0.0040313
7400 | 0.068154 | 0.068154
7401 | 0.16039 | 0.16039
7402 | 0.2405 | 0.2405
7403 | 0.31651 | 0.31651
7404 | 0.35713 | 0.35713
7405 | 0.32842 | 0.32842
7406 | 0.22409 | 0.22409
7407 | 0.11059 | 0.11059
7408 | 0.024569 | 0.024569
7409 | 0 | 0
7410 | 0 | 0
7411 | 0 | 0
7412 | 0 | 0
7413 | 0 | 0
7414 | 0 | 0
7415 | 0 | 0
7416 | 0 | 0
7417 | 0 | 0
7418 | 0 | 0
7419 | 0 | 0
7420 | 0 | 0
7421 | 0 | 0
7422 | 0 | 0
7423 | 0.00014638 | 0.00014638
7424 | 0.020911 | 0.020911
7425 | 0.069838 | 0.069838
7426 | 0.16007 | 0.16007
7427 | 0.26136 | 0.26136
7428 | 0.3118 | 0.3118
7429 | 0.27663 | 0.27663
7430 | 0.19419 | 0.19419
7431 | 0.096956 | 0.096956
7432 | 0.015312 | 0.015312
7433 | 0 | 0
7434 | 0 | 0
7435 | 0 | 0
7436 | 0 | 0
7437 | 0 | 0
7438 | 0 | 0
7439 | 0 | 0
7440 | 0 | 0
7441 | 0 | 0
7442 | 0 | 0
7443 | 0 | 0
7444 | 0 | 0
7445 | 0 | 0
7446 | 0 | 0
7447 | 0 | 0
7448 | 0.011568 | 0.011568
7449 | 0.039388 | 0.039388
7450 | 0.062598 | 0.062598
7451 | 0.079525 | 0.079525
7452 | 0.093843 | 0.093843
7453 | 0.08834 | 0.08834
7454 | 0.062552 | 0.062552
7455 | 0.031045 | 0.031045
7456 | 0.0048345 | 0.0048345
7457 | 0 | 0
7458 | 0 | 0
7459 | 0 | 0
7460 | 0 | 0
7461 | 0 | 0
7462 | 0 | 0
7463 | 0 | 0
7464 | 0 | 0
7465 | 0 | 0
7466 | 0 | 0
7467 | 0 | 0
7468 | 0 | 0
7469 | 0 | 0
7470 | 0 | 0
7471 | 0.00014164 | 0.00014164
7472 | 0.036993 | 0.036993
7473 | 0.10868 | 0.10868
7474 | 0.17659 | 0.17659
7475 | 0.22589 | 0.22589
7476 | 0.23449 | 0.23449
7477 | 0.19255 | 0.19255
7478 | 0.13211 | 0.13211
7479 | 0.068114 | 0.068114
7480 | 0.013415 | 0.013415
7481 | 0 | 0
7482 | 0 | 0
7483 | 0 | 0
7484 | 0 | 0
7485 | 0 | 0
7486 | 0 | 0
7487 | 0 | 0
7488 | 0 | 0
7489 | 0 | 0
7490 | 0 | 0
7491 | 0 | 0
7492 | 0 | 0
7493 | 0 | 0
7494 | 0 | 0
7495 | 0.0013131 | 0.0013131
7496 | 0.066134 | 0.066134
7497 | 0.18863 | 0.18863
7498 | 0.32532 | 0.32532
7499 | 0.37782 | 0.37782
7500 | 0.37002 | 0.37002
7501 | 0.32069 | 0.32069
7502 | 0.23515 | 0.23515
7503 | 0.13605 | 0.13605
7504 | 0.029249 | 0.029249
7505 | 0 | 0
7506 | 0 | 0
7507 | 0 | 0
7508 | 0 | 0
7509 | 0 | 0
7510 | 0 | 0
7511 | 0 | 0
7512 | 0 | 0
7513 | 0 | 0
7514 | 0 | 0
7515 | 0 | 0
7516 | 0 | 0
7517 | 0 | 0
7518 | 0 | 0
7519 | 0.00078501 | 0.00078501
7520 | 0.069816 | 0.069816
7521 | 0.21439 | 0.21439
7522 | 0.35417 | 0.35417
7523 | 0.41835 | 0.41835
7524 | 0.39927 | 0.39927
7525 | 0.34606 | 0.34606
7526 | 0.25701 | 0.25701
7527 | 0.12761 | 0.12761
7528 | 0.015981 | 0.015981
7529 | 0 | 0
7530 | 0 | 0
7531 | 0 | 0
7532 | 0 | 0
7533 | 0 | 0
7534 | 0 | 0
7535 | 0 | 0
7536 | 0 | 0
7537 | 0 | 0
7538 | 0 | 0
7539 | 0 | 0
7540 | 0 | 0
7541 | 0 | 0
7542 | 0 | 0
7543 | 0 | 0
7544 | 0.011873 | 0.011873
7545 | 0.033593 | 0.033593
7546 | 0.0579 | 0.0579
7547 | 0.088751 | 0.088751
7548 | 0.11656 | 0.11656
7549 | 0.12099 | 0.12099
7550 | 0.10581 | 0.10581
7551 | 0.065775 | 0.065775
7552 | 0.011031 | 0.011031
7553 | 0 | 0
7554 | 0 | 0
7555 | 0 | 0
7556 | 0 | 0
7557 | 0 | 0
7558 | 0 | 0
7559 | 0 | 0
7560 | 0 | 0
7561 | 0 | 0
7562 | 0 | 0
7563 | 0 | 0
7564 | 0 | 0
7565 | 0 | 0
7566 | 0 | 0
7567 | 0 | 0
7568 | 0.007043 | 0.007043
7569 | 0.02581 | 0.02581
7570 | 0.048942 | 0.048942
7571 | 0.074511 | 0.074511
7572 | 0.095604 | 0.095604
7573 | 0.098251 | 0.098251
7574 | 0.081877 | 0.081877
7575 | 0.041162 | 0.041162
7576 | 0.0049433 | 0.0049433
7577 | 0 | 0
7578 | 0 | 0
7579 | 0 | 0
7580 | 0 | 0
7581 | 0 | 0
7582 | 0 | 0
7583 | 0 | 0
7584 | 0 | 0
7585 | 0 | 0
7586 | 0 | 0
7587 | 0 | 0
7588 | 0 | 0
7589 | 0 | 0
7590 | 0 | 0
7591 | 0 | 0
7592 | 0.060662 | 0.060662
7593 | 0.20424 | 0.20424
7594 | 0.34334 | 0.34334
7595 | 0.41871 | 0.41871
7596 | 0.42016 | 0.42016
7597 | 0.37434 | 0.37434
7598 | 0.276 | 0.276
7599 | 0.15148 | 0.15148
7600 | 0.026727 | 0.026727
7601 | 0 | 0
7602 | 0 | 0
7603 | 0 | 0
7604 | 0 | 0
7605 | 0 | 0
7606 | 0 | 0
7607 | 0 | 0
7608 | 0 | 0
7609 | 0 | 0
7610 | 0 | 0
7611 | 0 | 0
7612 | 0 | 0
7613 | 0 | 0
7614 | 0 | 0
7615 | 0.00029276 | 0.00029276
7616 | 0.05685 | 0.05685
7617 | 0.15931 | 0.15931
7618 | 0.23843 | 0.23843
7619 | 0.28452 | 0.28452
7620 | 0.29751 | 0.29751
7621 | 0.28479 | 0.28479
7622 | 0.23502 | 0.23502
7623 | 0.14435 | 0.14435
7624 | 0.022057 | 0.022057
7625 | 0 | 0
7626 | 0 | 0
7627 | 0 | 0
7628 | 0 | 0
7629 | 0 | 0
7630 | 0 | 0
7631 | 0 | 0
7632 | 0 | 0
7633 | 0 | 0
7634 | 0 | 0
7635 | 0 | 0
7636 | 0 | 0
7637 | 0 | 0
7638 | 0 | 0
7639 | 0.00067862 | 0.00067862
7640 | 0.10963 | 0.10963
7641 | 0.30745 | 0.30745
7642 | 0.44448 | 0.44448
7643 | 0.52171 | 0.52171
7644 | 0.5407 | 0.5407
7645 | 0.50336 | 0.50336
7646 | 0.41027 | 0.41027
7647 | 0.26214 | 0.26214
7648 | 0.044852 | 0.044852
7649 | 0 | 0
7650 | 0 | 0
7651 | 0 | 0
7652 | 0 | 0
7653 | 0 | 0
7654 | 0 | 0
7655 | 0 | 0
7656 | 0 | 0
7657 | 0 | 0
7658 | 0 | 0
7659 | 0 | 0
7660 | 0 | 0
7661 | 0 | 0
7662 | 0 | 0
7663 | 0.00024849 | 0.00024849
7664 | 0.045399 | 0.045399
7665 | 0.15071 | 0.15071
7666 | 0.23481 | 0.23481
7667 | 0.28172 | 0.28172
7668 | 0.26518 | 0.26518
7669 | 0.18588 | 0.18588
7670 | 0.099747 | 0.099747
7671 | 0.039122 | 0.039122
7672 | 0.0027705 | 0.0027705
7673 | 0 | 0
7674 | 0 | 0
7675 | 0 | 0
7676 | 0 | 0
7677 | 0 | 0
7678 | 0 | 0
7679 | 0 | 0
7680 | 0 | 0
7681 | 0 | 0
7682 | 0 | 0
7683 | 0 | 0
7684 | 0 | 0
7685 | 0 | 0
7686 | 0 | 0
7687 | 0 | 0
7688 | 0.0035814 | 0.0035814
7689 | 0.0203 | 0.0203
7690 | 0.04105 | 0.04105
7691 | 0.057571 | 0.057571
7692 | 0.059812 | 0.059812
7693 | 0.048532 | 0.048532
7694 | 0.031891 | 0.031891
7695 | 0.011885 | 0.011885
7696 | 0 | 0
7697 | 0 | 0
7698 | 0 | 0
7699 | 0 | 0
7700 | 0 | 0
7701 | 0 | 0
7702 | 0 | 0
7703 | 0 | 0
7704 | 0 | 0
7705 | 0 | 0
7706 | 0 | 0
7707 | 0 | 0
7708 | 0 | 0
7709 | 0 | 0
7710 | 0 | 0
7711 | 0 | 0
7712 | 0.0084834 | 0.0084834
7713 | 0.038609 | 0.038609
7714 | 0.084679 | 0.084679
7715 | 0.1338 | 0.1338
7716 | 0.15203 | 0.15203
7717 | 0.15347 | 0.15347
7718 | 0.12552 | 0.12552
7719 | 0.067197 | 0.067197
7720 | 0.0062721 | 0.0062721
7721 | 0 | 0
7722 | 0 | 0
7723 | 0 | 0
7724 | 0 | 0
7725 | 0 | 0
7726 | 0 | 0
7727 | 0 | 0
7728 | 0 | 0
7729 | 0 | 0
7730 | 0 | 0
7731 | 0 | 0
7732 | 0 | 0
7733 | 0 | 0
7734 | 0 | 0
7735 | 0 | 0
7736 | 0.041843 | 0.041843
7737 | 0.13438 | 0.13438
7738 | 0.21816 | 0.21816
7739 | 0.25973 | 0.25973
7740 | 0.25609 | 0.25609
7741 | 0.20184 | 0.20184
7742 | 0.1209 | 0.1209
7743 | 0.05259 | 0.05259
7744 | 0.0024463 | 0.0024463
7745 | 0 | 0
7746 | 0 | 0
7747 | 0 | 0
7748 | 0 | 0
7749 | 0 | 0
7750 | 0 | 0
7751 | 0 | 0
7752 | 0 | 0
7753 | 0 | 0
7754 | 0 | 0
7755 | 0 | 0
7756 | 0 | 0
7757 | 0 | 0
7758 | 0 | 0
7759 | 0 | 0
7760 | 0.0054881 | 0.0054881
7761 | 0.024877 | 0.024877
7762 | 0.040197 | 0.040197
7763 | 0.051361 | 0.051361
7764 | 0.05161 | 0.05161
7765 | 0.045259 | 0.045259
7766 | 0.033569 | 0.033569
7767 | 0.017819 | 0.017819
7768 | 0.0011778 | 0.0011778
7769 | 0 | 0
7770 | 0 | 0
7771 | 0 | 0
7772 | 0 | 0
7773 | 0 | 0
7774 | 0 | 0
7775 | 0 | 0
7776 | 0 | 0
7777 | 0 | 0
7778 | 0 | 0
7779 | 0 | 0
7780 | 0 | 0
7781 | 0 | 0
7782 | 0 | 0
7783 | 0 | 0
7784 | 0.030102 | 0.030102
7785 | 0.17591 | 0.17591
7786 | 0.33933 | 0.33933
7787 | 0.42677 | 0.42677
7788 | 0.4436 | 0.4436
7789 | 0.40988 | 0.40988
7790 | 0.32788 | 0.32788
7791 | 0.19214 | 0.19214
7792 | 0.018097 | 0.018097
7793 | 0 | 0
7794 | 0 | 0
7795 | 0 | 0
7796 | 0 | 0
7797 | 0 | 0
7798 | 0 | 0
7799 | 0 | 0
7800 | 0 | 0
7801 | 0 | 0
7802 | 0 | 0
7803 | 0 | 0
7804 | 0 | 0
7805 | 0 | 0
7806 | 0 | 0
7807 | 0 | 0
7808 | 0.063693 | 0.063693
7809 | 0.19958 | 0.19958
7810 | 0.32978 | 0.32978
7811 | 0.39739 | 0.39739
7812 | 0.38828 | 0.38828
7813 | 0.32922 | 0.32922
7814 | 0.22043 | 0.22043
7815 | 0.10282 | 0.10282
7816 | 0.0050082 | 0.0050082
7817 | 0 | 0
7818 | 0 | 0
7819 | 0 | 0
7820 | 0 | 0
7821 | 0 | 0
7822 | 0 | 0
7823 | 0 | 0
7824 | 0 | 0
7825 | 0 | 0
7826 | 0 | 0
7827 | 0 | 0
7828 | 0 | 0
7829 | 0 | 0
7830 | 0 | 0
7831 | 0 | 0
7832 | 0.045476 | 0.045476
7833 | 0.14497 | 0.14497
7834 | 0.20521 | 0.20521
7835 | 0.22471 | 0.22471
7836 | 0.21296 | 0.21296
7837 | 0.17487 | 0.17487
7838 | 0.11938 | 0.11938
7839 | 0.058307 | 0.058307
7840 | 0.0033852 | 0.0033852
7841 | 0 | 0
7842 | 0 | 0
7843 | 0 | 0
7844 | 0 | 0
7845 | 0 | 0
7846 | 0 | 0
7847 | 0 | 0
7848 | 0 | 0
7849 | 0 | 0
7850 | 0 | 0
7851 | 0 | 0
7852 | 0 | 0
7853 | 0 | 0
7854 | 0 | 0
7855 | 0 | 0
7856 | 0.026857 | 0.026857
7857 | 0.11597 | 0.11597
7858 | 0.25522 | 0.25522
7859 | 0.35883 | 0.35883
7860 | 0.36372 | 0.36372
7861 | 0.30666 | 0.30666
7862 | 0.21079 | 0.21079
7863 | 0.092354 | 0.092354
7864 | 0.0042318 | 0.0042318
7865 | 0 | 0
7866 | 0 | 0
7867 | 0 | 0
7868 | 0 | 0
7869 | 0 | 0
7870 | 0 | 0
7871 | 0 | 0
7872 | 0 | 0
7873 | 0 | 0
7874 | 0 | 0
7875 | 0 | 0
7876 | 0 | 0
7877 | 0 | 0
7878 | 0 | 0
7879 | 0 | 0
7880 | 0.014687 | 0.014687
7881 | 0.067826 | 0.067826
7882 | 0.1361 | 0.1361
7883 | 0.19617 | 0.19617
7884 | 0.23802 | 0.23802
7885 | 0.21986 | 0.21986
7886 | 0.1633 | 0.1633
7887 | 0.082525 | 0.082525
7888 | 0.0033878 | 0.0033878
7889 | 0 | 0
7890 | 0 | 0
7891 | 0 | 0
7892 | 0 | 0
7893 | 0 | 0
7894 | 0 | 0
7895 | 0 | 0
7896 | 0 | 0
7897 | 0 | 0
7898 | 0 | 0
7899 | 0 | 0
7900 | 0 | 0
7901 | 0 | 0
7902 | 0 | 0
7903 | 0 | 0
7904 | 0.0077954 | 0.0077954
7905 | 0.040002 | 0.040002
7906 | 0.07959 | 0.07959
7907 | 0.12145 | 0.12145
7908 | 0.14559 | 0.14559
7909 | 0.15271 | 0.15271
7910 | 0.11795 | 0.11795
7911 | 0.050975 | 0.050975
7912 | 0.00095792 | 0.00095792
7913 | 0 | 0
7914 | 0 | 0
7915 | 0 | 0
7916 | 0 | 0
7917 | 0 | 0
7918 | 0 | 0
7919 | 0 | 0
7920 | 0 | 0
7921 | 0 | 0
7922 | 0 | 0
7923 | 0 | 0
7924 | 0 | 0
7925 | 0 | 0
7926 | 0 | 0
7927 | 0 | 0
7928 | 0.0061589 | 0.0061589
7929 | 0.039925 | 0.039925
7930 | 0.078204 | 0.078204
7931 | 0.11421 | 0.11421
7932 | 0.11903 | 0.11903
7933 | 0.10222 | 0.10222
7934 | 0.061038 | 0.061038
7935 | 0.019581 | 0.019581
7936 | 0 | 0
7937 | 0 | 0
7938 | 0 | 0
7939 | 0 | 0
7940 | 0 | 0
7941 | 0 | 0
7942 | 0 | 0
7943 | 0 | 0
7944 | 0 | 0
7945 | 0 | 0
7946 | 0 | 0
7947 | 0 | 0
7948 | 0 | 0
7949 | 0 | 0
7950 | 0 | 0
7951 | 0 | 0
7952 | 0.0026917 | 0.0026917
7953 | 0.027672 | 0.027672
7954 | 0.08334 | 0.08334
7955 | 0.1558 | 0.1558
7956 | 0.18565 | 0.18565
7957 | 0.16301 | 0.16301
7958 | 0.11735 | 0.11735
7959 | 0.04544 | 0.04544
7960 | 0.00048617 | 0.00048617
7961 | 0 | 0
7962 | 0 | 0
7963 | 0 | 0
7964 | 0 | 0
7965 | 0 | 0
7966 | 0 | 0
7967 | 0 | 0
7968 | 0 | 0
7969 | 0 | 0
7970 | 0 | 0
7971 | 0 | 0
7972 | 0 | 0
7973 | 0 | 0
7974 | 0 | 0
7975 | 0 | 0
7976 | 0.045755 | 0.045755
7977 | 0.21411 | 0.21411
7978 | 0.39378 | 0.39378
7979 | 0.46582 | 0.46582
7980 | 0.46529 | 0.46529
7981 | 0.41365 | 0.41365
7982 | 0.3155 | 0.3155
7983 | 0.17167 | 0.17167
7984 | 0.0076191 | 0.0076191
7985 | 0 | 0
7986 | 0 | 0
7987 | 0 | 0
7988 | 0 | 0
7989 | 0 | 0
7990 | 0 | 0
7991 | 0 | 0
7992 | 0 | 0
7993 | 0 | 0
7994 | 0 | 0
7995 | 0 | 0
7996 | 0 | 0
7997 | 0 | 0
7998 | 0 | 0
7999 | 0 | 0
8000 | 0.071875 | 0.071875
8001 | 0.26481 | 0.26481
8002 | 0.40648 | 0.40648
8003 | 0.48409 | 0.48409
8004 | 0.50116 | 0.50116
8005 | 0.46263 | 0.46263
8006 | 0.36804 | 0.36804
8007 | 0.21961 | 0.21961
8008 | 0.01 | 0.01
8009 | 0 | 0
8010 | 0 | 0
8011 | 0 | 0
8012 | 0 | 0
8013 | 0 | 0
8014 | 0 | 0
8015 | 0 | 0
8016 | 0 | 0
8017 | 0 | 0
8018 | 0 | 0
8019 | 0 | 0
8020 | 0 | 0
8021 | 0 | 0
8022 | 0 | 0
8023 | 0 | 0
8024 | 0.056087 | 0.056087
8025 | 0.19495 | 0.19495
8026 | 0.33541 | 0.33541
8027 | 0.40775 | 0.40775
8028 | 0.40381 | 0.40381
8029 | 0.34029 | 0.34029
8030 | 0.22668 | 0.22668
8031 | 0.10417 | 0.10417
8032 | 0.0029074 | 0.0029074
8033 | 0 | 0
8034 | 0 | 0
8035 | 0 | 0
8036 | 0 | 0
8037 | 0 | 0
8038 | 0 | 0
8039 | 0 | 0
8040 | 0 | 0
8041 | 0 | 0
8042 | 0 | 0
8043 | 0 | 0
8044 | 0 | 0
8045 | 0 | 0
8046 | 0 | 0
8047 | 0 | 0
8048 | 0.018123 | 0.018123
8049 | 0.082717 | 0.082717
8050 | 0.15119 | 0.15119
8051 | 0.21708 | 0.21708
8052 | 0.23396 | 0.23396
8053 | 0.23618 | 0.23618
8054 | 0.2148 | 0.2148
8055 | 0.12044 | 0.12044
8056 | 0.0040699 | 0.0040699
8057 | 0 | 0
8058 | 0 | 0
8059 | 0 | 0
8060 | 0 | 0
8061 | 0 | 0
8062 | 0 | 0
8063 | 0 | 0
8064 | 0 | 0
8065 | 0 | 0
8066 | 0 | 0
8067 | 0 | 0
8068 | 0 | 0
8069 | 0 | 0
8070 | 0 | 0
8071 | 0 | 0
8072 | 0.014144 | 0.014144
8073 | 0.062857 | 0.062857
8074 | 0.10941 | 0.10941
8075 | 0.14497 | 0.14497
8076 | 0.1663 | 0.1663
8077 | 0.17271 | 0.17271
8078 | 0.1379 | 0.1379
8079 | 0.069009 | 0.069009
8080 | 0.00036507 | 0.00036507
8081 | 0 | 0
8082 | 0 | 0
8083 | 0 | 0
8084 | 0 | 0
8085 | 0 | 0
8086 | 0 | 0
8087 | 0 | 0
8088 | 0 | 0
8089 | 0 | 0
8090 | 0 | 0
8091 | 0 | 0
8092 | 0 | 0
8093 | 0 | 0
8094 | 0 | 0
8095 | 0 | 0
8096 | 0.053008 | 0.053008
8097 | 0.20392 | 0.20392
8098 | 0.36389 | 0.36389
8099 | 0.44771 | 0.44771
8100 | 0.48737 | 0.48737
8101 | 0.4543 | 0.4543
8102 | 0.35992 | 0.35992
8103 | 0.20865 | 0.20865
8104 | 0.0059782 | 0.0059782
8105 | 0 | 0
8106 | 0 | 0
8107 | 0 | 0
8108 | 0 | 0
8109 | 0 | 0
8110 | 0 | 0
8111 | 0 | 0
8112 | 0 | 0
8113 | 0 | 0
8114 | 0 | 0
8115 | 0 | 0
8116 | 0 | 0
8117 | 0 | 0
8118 | 0 | 0
8119 | 0 | 0
8120 | 0.040394 | 0.040394
8121 | 0.19096 | 0.19096
8122 | 0.3378 | 0.3378
8123 | 0.42646 | 0.42646
8124 | 0.45143 | 0.45143
8125 | 0.41223 | 0.41223
8126 | 0.31364 | 0.31364
8127 | 0.15344 | 0.15344
8128 | 0.0032839 | 0.0032839
8129 | 0 | 0
8130 | 0 | 0
8131 | 0 | 0
8132 | 0 | 0
8133 | 0 | 0
8134 | 0 | 0
8135 | 0 | 0
8136 | 0 | 0
8137 | 0 | 0
8138 | 0 | 0
8139 | 0 | 0
8140 | 0 | 0
8141 | 0 | 0
8142 | 0 | 0
8143 | 0 | 0
8144 | 0.032581 | 0.032581
8145 | 0.15031 | 0.15031
8146 | 0.27508 | 0.27508
8147 | 0.35621 | 0.35621
8148 | 0.38837 | 0.38837
8149 | 0.36887 | 0.36887
8150 | 0.28745 | 0.28745
8151 | 0.14424 | 0.14424
8152 | 0.0027549 | 0.0027549
8153 | 0 | 0
8154 | 0 | 0
8155 | 0 | 0
8156 | 0 | 0
8157 | 0 | 0
8158 | 0 | 0
8159 | 0 | 0
8160 | 0 | 0
8161 | 0 | 0
8162 | 0 | 0
8163 | 0 | 0
8164 | 0 | 0
8165 | 0 | 0
8166 | 0 | 0
8167 | 0 | 0
8168 | 0.030634 | 0.030634
8169 | 0.14302 | 0.14302
8170 | 0.26521 | 0.26521
8171 | 0.36369 | 0.36369
8172 | 0.41753 | 0.41753
8173 | 0.40328 | 0.40328
8174 | 0.31895 | 0.31895
8175 | 0.16711 | 0.16711
8176 | 0.0027414 | 0.0027414
8177 | 0 | 0
8178 | 0 | 0
8179 | 0 | 0
8180 | 0 | 0
8181 | 0 | 0
8182 | 0 | 0
8183 | 0 | 0
8184 | 0 | 0
8185 | 0 | 0
8186 | 0 | 0
8187 | 0 | 0
8188 | 0 | 0
8189 | 0 | 0
8190 | 0 | 0
8191 | 0 | 0
8192 | 0.023687 | 0.023687
8193 | 0.10429 | 0.10429
8194 | 0.18919 | 0.18919
8195 | 0.24617 | 0.24617
8196 | 0.27925 | 0.27925
8197 | 0.28564 | 0.28564
8198 | 0.23373 | 0.23373
8199 | 0.11742 | 0.11742
8200 | 0.0018786 | 0.0018786
8201 | 0 | 0
8202 | 0 | 0
8203 | 0 | 0
8204 | 0 | 0
8205 | 0 | 0
8206 | 0 | 0
8207 | 0 | 0
8208 | 0 | 0
8209 | 0 | 0
8210 | 0 | 0
8211 | 0 | 0
8212 | 0 | 0
8213 | 0 | 0
8214 | 0 | 0
8215 | 0 | 0
8216 | 0.035368 | 0.035368
8217 | 0.18506 | 0.18506
8218 | 0.33452 | 0.33452
8219 | 0.41992 | 0.41992
8220 | 0.44181 | 0.44181
8221 | 0.40239 | 0.40239
8222 | 0.30333 | 0.30333
8223 | 0.14723 | 0.14723
8224 | 0.0018396 | 0.0018396
8225 | 0 | 0
8226 | 0 | 0
8227 | 0 | 0
8228 | 0 | 0
8229 | 0 | 0
8230 | 0 | 0
8231 | 0 | 0
8232 | 0 | 0
8233 | 0 | 0
8234 | 0 | 0
8235 | 0 | 0
8236 | 0 | 0
8237 | 0 | 0
8238 | 0 | 0
8239 | 0 | 0
8240 | 0.034518 | 0.034518
8241 | 0.12257 | 0.12257
8242 | 0.16087 | 0.16087
8243 | 0.16383 | 0.16383
8244 | 0.14611 | 0.14611
8245 | 0.1076 | 0.1076
8246 | 0.066386 | 0.066386
8247 | 0.023394 | 0.023394
8248 | 0 | 0
8249 | 0 | 0
8250 | 0 | 0
8251 | 0 | 0
8252 | 0 | 0
8253 | 0 | 0
8254 | 0 | 0
8255 | 0 | 0
8256 | 0 | 0
8257 | 0 | 0
8258 | 0 | 0
8259 | 0 | 0
8260 | 0 | 0
8261 | 0 | 0
8262 | 0 | 0
8263 | 0 | 0
8264 | 0.041114 | 0.041114
8265 | 0.1724 | 0.1724
8266 | 0.29428 | 0.29428
8267 | 0.38291 | 0.38291
8268 | 0.40589 | 0.40589
8269 | 0.37604 | 0.37604
8270 | 0.2867 | 0.2867
8271 | 0.14184 | 0.14184
8272 | 0.0015704 | 0.0015704
8273 | 0 | 0
8274 | 0 | 0
8275 | 0 | 0
8276 | 0 | 0
8277 | 0 | 0
8278 | 0 | 0
8279 | 0 | 0
8280 | 0 | 0
8281 | 0 | 0
8282 | 0 | 0
8283 | 0 | 0
8284 | 0 | 0
8285 | 0 | 0
8286 | 0 | 0
8287 | 0 | 0
8288 | 0.0074905 | 0.0074905
8289 | 0.037606 | 0.037606
8290 | 0.062579 | 0.062579
8291 | 0.077359 | 0.077359
8292 | 0.077726 | 0.077726
8293 | 0.060967 | 0.060967
8294 | 0.035726 | 0.035726
8295 | 0.010618 | 0.010618
8296 | 0 | 0
8297 | 0 | 0
8298 | 0 | 0
8299 | 0 | 0
8300 | 0 | 0
8301 | 0 | 0
8302 | 0 | 0
8303 | 0 | 0
8304 | 0 | 0
8305 | 0 | 0
8306 | 0 | 0
8307 | 0 | 0
8308 | 0 | 0
8309 | 0 | 0
8310 | 0 | 0
8311 | 0 | 0
8312 | 0.002219 | 0.002219
8313 | 0.030041 | 0.030041
8314 | 0.063245 | 0.063245
8315 | 0.0865 | 0.0865
8316 | 0.090038 | 0.090038
8317 | 0.075591 | 0.075591
8318 | 0.050703 | 0.050703
8319 | 0.018197 | 0.018197
8320 | 0 | 0
8321 | 0 | 0
8322 | 0 | 0
8323 | 0 | 0
8324 | 0 | 0
8325 | 0 | 0
8326 | 0 | 0
8327 | 0 | 0
8328 | 0 | 0
8329 | 0 | 0
8330 | 0 | 0
8331 | 0 | 0
8332 | 0 | 0
8333 | 0 | 0
8334 | 0 | 0
8335 | 0 | 0
8336 | 0.023301 | 0.023301
8337 | 0.10715 | 0.10715
8338 | 0.19281 | 0.19281
8339 | 0.25517 | 0.25517
8340 | 0.27923 | 0.27923
8341 | 0.2565 | 0.2565
8342 | 0.17614 | 0.17614
8343 | 0.062808 | 0.062808
8344 | 0.00028328 | 0.00028328
8345 | 0 | 0
8346 | 0 | 0
8347 | 0 | 0
8348 | 0 | 0
8349 | 0 | 0
8350 | 0 | 0
8351 | 0 | 0
8352 | 0 | 0
8353 | 0 | 0
8354 | 0 | 0
8355 | 0 | 0
8356 | 0 | 0
8357 | 0 | 0
8358 | 0 | 0
8359 | 0 | 0
8360 | 0.0055667 | 0.0055667
8361 | 0.040477 | 0.040477
8362 | 0.079145 | 0.079145
8363 | 0.10627 | 0.10627
8364 | 0.11295 | 0.11295
8365 | 0.098796 | 0.098796
8366 | 0.066809 | 0.066809
8367 | 0.0247 | 0.0247
8368 | 0.00014164 | 0.00014164
8369 | 0 | 0
8370 | 0 | 0
8371 | 0 | 0
8372 | 0 | 0
8373 | 0 | 0
8374 | 0 | 0
8375 | 0 | 0
8376 | 0 | 0
8377 | 0 | 0
8378 | 0 | 0
8379 | 0 | 0
8380 | 0 | 0
8381 | 0 | 0
8382 | 0 | 0
8383 | 0 | 0
8384 | 0.016811 | 0.016811
8385 | 0.099923 | 0.099923
8386 | 0.19876 | 0.19876
8387 | 0.28532 | 0.28532
8388 | 0.33146 | 0.33146
8389 | 0.31817 | 0.31817
8390 | 0.24788 | 0.24788
8391 | 0.10969 | 0.10969
8392 | 0.00028328 | 0.00028328
8393 | 0 | 0
8394 | 0 | 0
8395 | 0 | 0
8396 | 0 | 0
8397 | 0 | 0
8398 | 0 | 0
8399 | 0 | 0
8400 | 0 | 0
8401 | 0 | 0
8402 | 0 | 0
8403 | 0 | 0
8404 | 0 | 0
8405 | 0 | 0
8406 | 0 | 0
8407 | 0 | 0
8408 | 0.037899 | 0.037899
8409 | 0.17675 | 0.17675
8410 | 0.31188 | 0.31188
8411 | 0.3963 | 0.3963
8412 | 0.42076 | 0.42076
8413 | 0.39401 | 0.39401
8414 | 0.29836 | 0.29836
8415 | 0.14202 | 0.14202
8416 | 0.00053177 | 0.00053177
8417 | 0 | 0
8418 | 0 | 0
8419 | 0 | 0
8420 | 0 | 0
8421 | 0 | 0
8422 | 0 | 0
8423 | 0 | 0
8424 | 0 | 0
8425 | 0 | 0
8426 | 0 | 0
8427 | 0 | 0
8428 | 0 | 0
8429 | 0 | 0
8430 | 0 | 0
8431 | 0 | 0
8432 | 0.012155 | 0.012155
8433 | 0.083954 | 0.083954
8434 | 0.15976 | 0.15976
8435 | 0.19684 | 0.19684
8436 | 0.20002 | 0.20002
8437 | 0.17179 | 0.17179
8438 | 0.1173 | 0.1173
8439 | 0.043631 | 0.043631
8440 | 0 | 0
8441 | 0 | 0
8442 | 0 | 0
8443 | 0 | 0
8444 | 0 | 0
8445 | 0 | 0
8446 | 0 | 0
8447 | 0 | 0
8448 | 0 | 0
8449 | 0 | 0
8450 | 0 | 0
8451 | 0 | 0
8452 | 0 | 0
8453 | 0 | 0
8454 | 0 | 0
8455 | 0 | 0
8456 | 0.018172 | 0.018172
8457 | 0.093547 | 0.093547
8458 | 0.15438 | 0.15438
8459 | 0.15578 | 0.15578
8460 | 0.12008 | 0.12008
8461 | 0.07225 | 0.07225
8462 | 0.035996 | 0.035996
8463 | 0.0094778 | 0.0094778
8464 | 0 | 0
8465 | 0 | 0
8466 | 0 | 0
8467 | 0 | 0
8468 | 0 | 0
8469 | 0 | 0
8470 | 0 | 0
8471 | 0 | 0
8472 | 0 | 0
8473 | 0 | 0
8474 | 0 | 0
8475 | 0 | 0
8476 | 0 | 0
8477 | 0 | 0
8478 | 0 | 0
8479 | 0 | 0
8480 | 0.016876 | 0.016876
8481 | 0.12856 | 0.12856
8482 | 0.29388 | 0.29388
8483 | 0.38416 | 0.38416
8484 | 0.41592 | 0.41592
8485 | 0.37908 | 0.37908
8486 | 0.27672 | 0.27672
8487 | 0.11936 | 0.11936
8488 | 0.00028328 | 0.00028328
8489 | 0 | 0
8490 | 0 | 0
8491 | 0 | 0
8492 | 0 | 0
8493 | 0 | 0
8494 | 0 | 0
8495 | 0 | 0
8496 | 0 | 0
8497 | 0 | 0
8498 | 0 | 0
8499 | 0 | 0
8500 | 0 | 0
8501 | 0 | 0
8502 | 0 | 0
8503 | 0 | 0
8504 | 0.027455 | 0.027455
8505 | 0.17672 | 0.17672
8506 | 0.34968 | 0.34968
8507 | 0.44265 | 0.44265
8508 | 0.45856 | 0.45856
8509 | 0.41462 | 0.41462
8510 | 0.30868 | 0.30868
8511 | 0.13413 | 0.13413
8512 | 0.00014164 | 0.00014164
8513 | 0 | 0
8514 | 0 | 0
8515 | 0 | 0
8516 | 0 | 0
8517 | 0 | 0
8518 | 0 | 0
8519 | 0 | 0
8520 | 0 | 0
8521 | 0 | 0
8522 | 0 | 0
8523 | 0 | 0
8524 | 0 | 0
8525 | 0 | 0
8526 | 0 | 0
8527 | 0 | 0
8528 | 0.014913 | 0.014913
8529 | 0.087709 | 0.087709
8530 | 0.17185 | 0.17185
8531 | 0.23761 | 0.23761
8532 | 0.26789 | 0.26789
8533 | 0.24689 | 0.24689
8534 | 0.17381 | 0.17381
8535 | 0.066248 | 0.066248
8536 | 0.00028328 | 0.00028328
8537 | 0 | 0
8538 | 0 | 0
8539 | 0 | 0
8540 | 0 | 0
8541 | 0 | 0
8542 | 0 | 0
8543 | 0 | 0
8544 | 0 | 0
8545 | 0 | 0
8546 | 0 | 0
8547 | 0 | 0
8548 | 0 | 0
8549 | 0 | 0
8550 | 0 | 0
8551 | 0 | 0
8552 | 0.010458 | 0.010458
8553 | 0.078034 | 0.078034
8554 | 0.16382 | 0.16382
8555 | 0.23704 | 0.23704
8556 | 0.25886 | 0.25886
8557 | 0.23253 | 0.23253
8558 | 0.16228 | 0.16228
8559 | 0.062611 | 0.062611
8560 | 0.00014164 | 0.00014164
8561 | 0 | 0
8562 | 0 | 0
8563 | 0 | 0
8564 | 0 | 0
8565 | 0 | 0
8566 | 0 | 0
8567 | 0 | 0
8568 | 0 | 0
8569 | 0 | 0
8570 | 0 | 0
8571 | 0 | 0
8572 | 0 | 0
8573 | 0 | 0
8574 | 0 | 0
8575 | 0 | 0
8576 | 0.0018099 | 0.0018099
8577 | 0.02945 | 0.02945
8578 | 0.065666 | 0.065666
8579 | 0.10231 | 0.10231
8580 | 0.12314 | 0.12314
8581 | 0.12322 | 0.12322
8582 | 0.093223 | 0.093223
8583 | 0.036865 | 0.036865
8584 | 0.00014164 | 0.00014164
8585 | 0 | 0
8586 | 0 | 0
8587 | 0 | 0
8588 | 0 | 0
8589 | 0 | 0
8590 | 0 | 0
8591 | 0 | 0
8592 | 0 | 0
8593 | 0 | 0
8594 | 0 | 0
8595 | 0 | 0
8596 | 0 | 0
8597 | 0 | 0
8598 | 0 | 0
8599 | 0 | 0
8600 | 0.0048384 | 0.0048384
8601 | 0.030518 | 0.030518
8602 | 0.044093 | 0.044093
8603 | 0.052024 | 0.052024
8604 | 0.060962 | 0.060962
8605 | 0.069424 | 0.069424
8606 | 0.043581 | 0.043581
8607 | 0.01044 | 0.01044
8608 | 0 | 0
8609 | 0 | 0
8610 | 0 | 0
8611 | 0 | 0
8612 | 0 | 0
8613 | 0 | 0
8614 | 0 | 0
8615 | 0 | 0
8616 | 0 | 0
8617 | 0 | 0
8618 | 0 | 0
8619 | 0 | 0
8620 | 0 | 0
8621 | 0 | 0
8622 | 0 | 0
8623 | 0 | 0
8624 | 0.0034143 | 0.0034143
8625 | 0.034335 | 0.034335
8626 | 0.078775 | 0.078775
8627 | 0.11243 | 0.11243
8628 | 0.10309 | 0.10309
8629 | 0.076032 | 0.076032
8630 | 0.048277 | 0.048277
8631 | 0.014009 | 0.014009
8632 | 0.00014164 | 0.00014164
8633 | 0 | 0
8634 | 0 | 0
8635 | 0 | 0
8636 | 0 | 0
8637 | 0 | 0
8638 | 0 | 0
8639 | 0 | 0
8640 | 0 | 0
8641 | 0 | 0
8642 | 0 | 0
8643 | 0 | 0
8644 | 0 | 0
8645 | 0 | 0
8646 | 0 | 0
8647 | 0 | 0
8648 | 0.011996 | 0.011996
8649 | 0.062562 | 0.062562
8650 | 0.12737 | 0.12737
8651 | 0.14972 | 0.14972
8652 | 0.13915 | 0.13915
8653 | 0.096946 | 0.096946
8654 | 0.046553 | 0.046553
8655 | 0.009017 | 0.009017
8656 | 0 | 0
8657 | 0 | 0
8658 | 0 | 0
8659 | 0 | 0
8660 | 0 | 0
8661 | 0 | 0
8662 | 0 | 0
8663 | 0 | 0
8664 | 0 | 0
8665 | 0 | 0
8666 | 0 | 0
8667 | 0 | 0
8668 | 0 | 0
8669 | 0 | 0
8670 | 0 | 0
8671 | 0 | 0
8672 | 0.017551 | 0.017551
8673 | 0.10779 | 0.10779
8674 | 0.17973 | 0.17973
8675 | 0.21899 | 0.21899
8676 | 0.22589 | 0.22589
8677 | 0.18996 | 0.18996
8678 | 0.12002 | 0.12002
8679 | 0.030915 | 0.030915
8680 | 0.00014164 | 0.00014164
8681 | 0 | 0
8682 | 0 | 0
8683 | 0 | 0
8684 | 0 | 0
8685 | 0 | 0
8686 | 0 | 0
8687 | 0 | 0
8688 | 0 | 0
8689 | 0 | 0
8690 | 0 | 0
8691 | 0 | 0
8692 | 0 | 0
8693 | 0 | 0
8694 | 0 | 0
8695 | 0 | 0
8696 | 0.0052905 | 0.0052905
8697 | 0.054936 | 0.054936
8698 | 0.126 | 0.126
8699 | 0.17474 | 0.17474
8700 | 0.17992 | 0.17992
8701 | 0.18584 | 0.18584
8702 | 0.13992 | 0.13992
8703 | 0.044349 | 0.044349
8704 | 0.00028328 | 0.00028328
8705 | 0 | 0
8706 | 0 | 0
8707 | 0 | 0
8708 | 0 | 0
8709 | 0 | 0
8710 | 0 | 0
8711 | 0 | 0
8712 | 0 | 0
8713 | 0 | 0
8714 | 0 | 0
8715 | 0 | 0
8716 | 0 | 0
8717 | 0 | 0
8718 | 0 | 0
8719 | 0 | 0
8720 | 0.01889 | 0.01889
8721 | 0.11005 | 0.11005
8722 | 0.22423 | 0.22423
8723 | 0.33089 | 0.33089
8724 | 0.38912 | 0.38912
8725 | 0.36595 | 0.36595
8726 | 0.27745 | 0.27745
8727 | 0.12351 | 0.12351
8728 | 0.00081505 | 0.00081505
8729 | 0 | 0
8730 | 0 | 0
8731 | 0 | 0
8732 | 0 | 0
8733 | 0 | 0
8734 | 0 | 0
8735 | 0 | 0
8736 | 0 | 0
8737 | 0 | 0
8738 | 0 | 0
8739 | 0 | 0
8740 | 0 | 0
8741 | 0 | 0
8742 | 0 | 0
8743 | 0 | 0
8744 | 0.070594 | 0.070594
8745 | 0.25628 | 0.25628
8746 | 0.3942 | 0.3942
8747 | 0.46436 | 0.46436
8748 | 0.47573 | 0.47573
8749 | 0.4307 | 0.4307
8750 | 0.3263 | 0.3263
8751 | 0.15662 | 0.15662
8752 | 0.0014288 | 0.0014288
8753 | 0 | 0
8754 | 0 | 0
8755 | 0 | 0
8756 | 0 | 0
8757 | 0 | 0
8758 | 0 | 0
8759 | 0 | 0
8760 | 0 | 0

## Buy-Sell-Price
t | electricity_import | electricity_hp_import | electricity_feed_in
0 | 0 | 0 | 0
1 | 1 | 1 | 1
2 | 1 | 1 | 1
3 | 1 | 1 | 1
4 | 1 | 1 | 1
5 | 1 | 1 | 1
6 | 1 | 1 | 1
7 | 1 | 1 | 1
8 | 1 | 1 | 1
9 | 1 | 1 | 1
10 | 1 | 1 | 1
11 | 1 | 1 | 1
12 | 1 | 1 | 1
13 | 1 | 1 | 1
14 | 1 | 1 | 1
15 | 1 | 1 | 1
16 | 1 | 1 | 1
17 | 1 | 1 | 1
18 | 1 | 1 | 1
19 | 1 | 1 | 1
20 | 1 | 1 | 1
21 | 1 | 1 | 1
22 | 1 | 1 | 1
23 | 1 | 1 | 1
24 | 1 | 1 | 1
25 | 1 | 1 | 1
26 | 1 | 1 | 1
27 | 1 | 1 | 1
28 | 1 | 1 | 1
29 | 1 | 1 | 1
30 | 1 | 1 | 1
31 | 1 | 1 | 1
32 | 1 | 1 | 1
33 | 1 | 1 | 1
34 | 1 | 1 | 1
35 | 1 | 1 | 1
36 | 1 | 1 | 1
37 | 1 | 1 | 1
38 | 1 | 1 | 1
39 | 1 | 1 | 1
40 | 1 | 1 | 1
41 | 1 | 1 | 1
42 | 1 | 1 | 1
43 | 1 | 1 | 1
44 | 1 | 1 | 1
45 | 1 | 1 | 1
46 | 1 | 1 | 1
47 | 1 | 1 | 1
48 | 1 | 1 | 1
49 | 1 | 1 | 1
50 | 1 | 1 | 1
51 | 1 | 1 | 1
52 | 1 | 1 | 1
53 | 1 | 1 | 1
54 | 1 | 1 | 1
55 | 1 | 1 | 1
56 | 1 | 1 | 1
57 | 1 | 1 | 1
58 | 1 | 1 | 1
59 | 1 | 1 | 1
60 | 1 | 1 | 1
61 | 1 | 1 | 1
62 | 1 | 1 | 1
63 | 1 | 1 | 1
64 | 1 | 1 | 1
65 | 1 | 1 | 1
66 | 1 | 1 | 1
67 | 1 | 1 | 1
68 | 1 | 1 | 1
69 | 1 | 1 | 1
70 | 1 | 1 | 1
71 | 1 | 1 | 1
72 | 1 | 1 | 1
73 | 1 | 1 | 1
74 | 1 | 1 | 1
75 | 1 | 1 | 1
76 | 1 | 1 | 1
77 | 1 | 1 | 1
78 | 1 | 1 | 1
79 | 1 | 1 | 1
80 | 1 | 1 | 1
81 | 1 | 1 | 1
82 | 1 | 1 | 1
83 | 1 | 1 | 1
84 | 1 | 1 | 1
85 | 1 | 1 | 1
86 | 1 | 1 | 1
87 | 1 | 1 | 1
88 | 1 | 1 | 1
89 | 1 | 1 | 1
90 | 1 | 1 | 1
91 | 1 | 1 | 1
92 | 1 | 1 | 1
93 | 1 | 1 | 1
94 | 1 | 1 | 1
95 | 1 | 1 | 1
96 | 1 | 1 | 1
97 | 1 | 1 | 1
98 | 1 | 1 | 1
99 | 1 | 1 | 1
100 | 1 | 1 | 1
101 | 1 | 1 | 1
102 | 1 | 1 | 1
103 | 1 | 1 | 1
104 | 1 | 1 | 1
105 | 1 | 1 | 1
106 | 1 | 1 | 1
107 | 1 | 1 | 1
108 | 1 | 1 | 1
109 | 1 | 1 | 1
110 | 1 | 1 | 1
111 | 1 | 1 | 1
112 | 1 | 1 | 1
113 | 1 | 1 | 1
114 | 1 | 1 | 1
115 | 1 | 1 | 1
116 | 1 | 1 | 1
117 | 1 | 1 | 1
118 | 1 | 1 | 1
119 | 1 | 1 | 1
120 | 1 | 1 | 1
121 | 1 | 1 | 1
122 | 1 | 1 | 1
123 | 1 | 1 | 1
124 | 1 | 1 | 1
125 | 1 | 1 | 1
126 | 1 | 1 | 1
127 | 1 | 1 | 1
128 | 1 | 1 | 1
129 | 1 | 1 | 1
130 | 1 | 1 | 1
131 | 1 | 1 | 1
132 | 1 | 1 | 1
133 | 1 | 1 | 1
134 | 1 | 1 | 1
135 | 1 | 1 | 1
136 | 1 | 1 | 1
137 | 1 | 1 | 1
138 | 1 | 1 | 1
139 | 1 | 1 | 1
140 | 1 | 1 | 1
141 | 1 | 1 | 1
142 | 1 | 1 | 1
143 | 1 | 1 | 1
144 | 1 | 1 | 1
145 | 1 | 1 | 1
146 | 1 | 1 | 1
147 | 1 | 1 | 1
148 | 1 | 1 | 1
149 | 1 | 1 | 1
150 | 1 | 1 | 1
151 | 1 | 1 | 1
152 | 1 | 1 | 1
153 | 1 | 1 | 1
154 | 1 | 1 | 1
155 | 1 | 1 | 1
156 | 1 | 1 | 1
157 | 1 | 1 | 1
158 | 1 | 1 | 1
159 | 1 | 1 | 1
160 | 1 | 1 | 1
161 | 1 | 1 | 1
162 | 1 | 1 | 1
163 | 1 | 1 | 1
164 | 1 | 1 | 1
165 | 1 | 1 | 1
166 | 1 | 1 | 1
167 | 1 | 1 | 1
168 | 1 | 1 | 1
169 | 1 | 1 | 1
170 | 1 | 1 | 1
171 | 1 | 1 | 1
172 | 1 | 1 | 1
173 | 1 | 1 | 1
174 | 1 | 1 | 1
175 | 1 | 1 | 1
176 | 1 | 1 | 1
177 | 1 | 1 | 1
178 | 1 | 1 | 1
179 | 1 | 1 | 1
180 | 1 | 1 | 1
181 | 1 | 1 | 1
182 | 1 | 1 | 1
183 | 1 | 1 | 1
184 | 1 | 1 | 1
185 | 1 | 1 | 1
186 | 1 | 1 | 1
187 | 1 | 1 | 1
188 | 1 | 1 | 1
189 | 1 | 1 | 1
190 | 1 | 1 | 1
191 | 1 | 1 | 1
192 | 1 | 1 | 1
193 | 1 | 1 | 1
194 | 1 | 1 | 1
195 | 1 | 1 | 1
196 | 1 | 1 | 1
197 | 1 | 1 | 1
198 | 1 | 1 | 1
199 | 1 | 1 | 1
200 | 1 | 1 | 1
201 | 1 | 1 | 1
202 | 1 | 1 | 1
203 | 1 | 1 | 1
204 | 1 | 1 | 1
205 | 1 | 1 | 1
206 | 1 | 1 | 1
207 | 1 | 1 | 1
208 | 1 | 1 | 1
209 | 1 | 1 | 1
210 | 1 | 1 | 1
211 | 1 | 1 | 1
212 | 1 | 1 | 1
213 | 1 | 1 | 1
214 | 1 | 1 | 1
215 | 1 | 1 | 1
216 | 1 | 1 | 1
217 | 1 | 1 | 1
218 | 1 | 1 | 1
219 | 1 | 1 | 1
220 | 1 | 1 | 1
221 | 1 | 1 | 1
222 | 1 | 1 | 1
223 | 1 | 1 | 1
224 | 1 | 1 | 1
225 | 1 | 1 | 1
226 | 1 | 1 | 1
227 | 1 | 1 | 1
228 | 1 | 1 | 1
229 | 1 | 1 | 1
230 | 1 | 1 | 1
231 | 1 | 1 | 1
232 | 1 | 1 | 1
233 | 1 | 1 | 1
234 | 1 | 1 | 1
235 | 1 | 1 | 1
236 | 1 | 1 | 1
237 | 1 | 1 | 1
238 | 1 | 1 | 1
239 | 1 | 1 | 1
240 | 1 | 1 | 1
241 | 1 | 1 | 1
242 | 1 | 1 | 1
243 | 1 | 1 | 1
244 | 1 | 1 | 1
245 | 1 | 1 | 1
246 | 1 | 1 | 1
247 | 1 | 1 | 1
248 | 1 | 1 | 1
249 | 1 | 1 | 1
250 | 1 | 1 | 1
251 | 1 | 1 | 1
252 | 1 | 1 | 1
253 | 1 | 1 | 1
254 | 1 | 1 | 1
255 | 1 | 1 | 1
256 | 1 | 1 | 1
257 | 1 | 1 | 1
258 | 1 | 1 | 1
259 | 1 | 1 | 1
260 | 1 | 1 | 1
261 | 1 | 1 | 1
262 | 1 | 1 | 1
263 | 1 | 1 | 1
264 | 1 | 1 | 1
265 | 1 | 1 | 1
266 | 1 | 1 | 1
267 | 1 | 1 | 1
268 | 1 | 1 | 1
269 | 1 | 1 | 1
270 | 1 | 1 | 1
271 | 1 | 1 | 1
272 | 1 | 1 | 1
273 | 1 | 1 | 1
274 | 1 | 1 | 1
275 | 1 | 1 | 1
276 | 1 | 1 | 1
277 | 1 | 1 | 1
278 | 1 | 1 | 1
279 | 1 | 1 | 1
280 | 1 | 1 | 1
281 | 1 | 1 | 1
282 | 1 | 1 | 1
283 | 1 | 1 | 1
284 | 1 | 1 | 1
285 | 1 | 1 | 1
286 | 1 | 1 | 1
287 | 1 | 1 | 1
288 | 1 | 1 | 1
289 | 1 | 1 | 1
290 | 1 | 1 | 1
291 | 1 | 1 | 1
292 | 1 | 1 | 1
293 | 1 | 1 | 1
294 | 1 | 1 | 1
295 | 1 | 1 | 1
296 | 1 | 1 | 1
297 | 1 | 1 | 1
298 | 1 | 1 | 1
299 | 1 | 1 | 1
300 | 1 | 1 | 1
301 | 1 | 1 | 1
302 | 1 | 1 | 1
303 | 1 | 1 | 1
304 | 1 | 1 | 1
305 | 1 | 1 | 1
306 | 1 | 1 | 1
307 | 1 | 1 | 1
308 | 1 | 1 | 1
309 | 1 | 1 | 1
310 | 1 | 1 | 1
311 | 1 | 1 | 1
312 | 1 | 1 | 1
313 | 1 | 1 | 1
314 | 1 | 1 | 1
315 | 1 | 1 | 1
316 | 1 | 1 | 1
317 | 1 | 1 | 1
318 | 1 | 1 | 1
319 | 1 | 1 | 1
320 | 1 | 1 | 1
321 | 1 | 1 | 1
322 | 1 | 1 | 1
323 | 1 | 1 | 1
324 | 1 | 1 | 1
325 | 1 | 1 | 1
326 | 1 | 1 | 1
327 | 1 | 1 | 1
328 | 1 | 1 | 1
329 | 1 | 1 | 1
330 | 1 | 1 | 1
331 | 1 | 1 | 1
332 | 1 | 1 | 1
333 | 1 | 1 | 1
334 | 1 | 1 | 1
335 | 1 | 1 | 1
336 | 1 | 1 | 1
337 | 1 | 1 | 1
338 | 1 | 1 | 1
339 | 1 | 1 | 1
340 | 1 | 1 | 1
341 | 1 | 1 | 1
342 | 1 | 1 | 1
343 | 1 | 1 | 1
344 | 1 | 1 | 1
345 | 1 | 1 | 1
346 | 1 | 1 | 1
347 | 1 | 1 | 1
348 | 1 | 1 | 1
349 | 1 | 1 | 1
350 | 1 | 1 | 1
351 | 1 | 1 | 1
352 | 1 | 1 | 1
353 | 1 | 1 | 1
354 | 1 | 1 | 1
355 | 1 | 1 | 1
356 | 1 | 1 | 1
357 | 1 | 1 | 1
358 | 1 | 1 | 1
359 | 1 | 1 | 1
360 | 1 | 1 | 1
361 | 1 | 1 | 1
362 | 1 | 1 | 1
363 | 1 | 1 | 1
364 | 1 | 1 | 1
365 | 1 | 1 | 1
366 | 1 | 1 | 1
367 | 1 | 1 | 1
368 | 1 | 1 | 1
369 | 1 | 1 | 1
370 | 1 | 1 | 1
371 | 1 | 1 | 1
372 | 1 | 1 | 1
373 | 1 | 1 | 1
374 | 1 | 1 | 1
375 | 1 | 1 | 1
376 | 1 | 1 | 1
377 | 1 | 1 | 1
378 | 1 | 1 | 1
379 | 1 | 1 | 1
380 | 1 | 1 | 1
381 | 1 | 1 | 1
382 | 1 | 1 | 1
383 | 1 | 1 | 1
384 | 1 | 1 | 1
385 | 1 | 1 | 1
386 | 1 | 1 | 1
387 | 1 | 1 | 1
388 | 1 | 1 | 1
389 | 1 | 1 | 1
390 | 1 | 1 | 1
391 | 1 | 1 | 1
392 | 1 | 1 | 1
393 | 1 | 1 | 1
394 | 1 | 1 | 1
395 | 1 | 1 | 1
396 | 1 | 1 | 1
397 | 1 | 1 | 1
398 | 1 | 1 | 1
399 | 1 | 1 | 1
400 | 1 | 1 | 1
401 | 1 | 1 | 1
402 | 1 | 1 | 1
403 | 1 | 1 | 1
404 | 1 | 1 | 1
405 | 1 | 1 | 1
406 | 1 | 1 | 1
407 | 1 | 1 | 1
408 | 1 | 1 | 1
409 | 1 | 1 | 1
410 | 1 | 1 | 1
411 | 1 | 1 | 1
412 | 1 | 1 | 1
413 | 1 | 1 | 1
414 | 1 | 1 | 1
415 | 1 | 1 | 1
416 | 1 | 1 | 1
417 | 1 | 1 | 1
418 | 1 | 1 | 1
419 | 1 | 1 | 1
420 | 1 | 1 | 1
421 | 1 | 1 | 1
422 | 1 | 1 | 1
423 | 1 | 1 | 1
424 | 1 | 1 | 1
425 | 1 | 1 | 1
426 | 1 | 1 | 1
427 | 1 | 1 | 1
428 | 1 | 1 | 1
429 | 1 | 1 | 1
430 | 1 | 1 | 1
431 | 1 | 1 | 1
432 | 1 | 1 | 1
433 | 1 | 1 | 1
434 | 1 | 1 | 1
435 | 1 | 1 | 1
436 | 1 | 1 | 1
437 | 1 | 1 | 1
438 | 1 | 1 | 1
439 | 1 | 1 | 1
440 | 1 | 1 | 1
441 | 1 | 1 | 1
442 | 1 | 1 | 1
443 | 1 | 1 | 1
444 | 1 | 1 | 1
445 | 1 | 1 | 1
446 | 1 | 1 | 1
447 | 1 | 1 | 1
448 | 1 | 1 | 1
449 | 1 | 1 | 1
450 | 1 | 1 | 1
451 | 1 | 1 | 1
452 | 1 | 1 | 1
453 | 1 | 1 | 1
454 | 1 | 1 | 1
455 | 1 | 1 | 1
456 | 1 | 1 | 1
457 | 1 | 1 | 1
458 | 1 | 1 | 1
459 | 1 | 1 | 1
460 | 1 | 1 | 1
461 | 1 | 1 | 1
462 | 1 | 1 | 1
463 | 1 | 1 | 1
464 | 1 | 1 | 1
465 | 1 | 1 | 1
466 | 1 | 1 | 1
467 | 1 | 1 | 1
468 | 1 | 1 | 1
469 | 1 | 1 | 1
470 | 1 | 1 | 1
471 | 1 | 1 | 1
472 | 1 | 1 | 1
473 | 1 | 1 | 1
474 | 1 | 1 | 1
475 | 1 | 1 | 1
476 | 1 | 1 | 1
477 | 1 | 1 | 1
478 | 1 | 1 | 1
479 | 1 | 1 | 1
480 | 1 | 1 | 1
481 | 1 | 1 | 1
482 | 1 | 1 | 1
483 | 1 | 1 | 1
484 | 1 | 1 | 1
485 | 1 | 1 | 1
486 | 1 | 1 | 1
487 | 1 | 1 | 1
488 | 1 | 1 | 1
489 | 1 | 1 | 1
490 | 1 | 1 | 1
491 | 1 | 1 | 1
492 | 1 | 1 | 1
493 | 1 | 1 | 1
494 | 1 | 1 | 1
495 | 1 | 1 | 1
496 | 1 | 1 | 1
497 | 1 | 1 | 1
498 | 1 | 1 | 1
499 | 1 | 1 | 1
500 | 1 | 1 | 1
501 | 1 | 1 | 1
502 | 1 | 1 | 1
503 | 1 | 1 | 1
504 | 1 | 1 | 1
505 | 1 | 1 | 1
506 | 1 | 1 | 1
507 | 1 | 1 | 1
508 | 1 | 1 | 1
509 | 1 | 1 | 1
510 | 1 | 1 | 1
511 | 1 | 1 | 1
512 | 1 | 1 | 1
513 | 1 | 1 | 1
514 | 1 | 1 | 1
515 | 1 | 1 | 1
516 | 1 | 1 | 1
517 | 1 | 1 | 1
518 | 1 | 1 | 1
519 | 1 | 1 | 1
520 | 1 | 1 | 1
521 | 1 | 1 | 1
522 | 1 | 1 | 1
523 | 1 | 1 | 1
524 | 1 | 1 | 1
525 | 1 | 1 | 1
526 | 1 | 1 | 1
527 | 1 | 1 | 1
528 | 1 | 1 | 1
529 | 1 | 1 | 1
530 | 1 | 1 | 1
531 | 1 | 1 | 1
532 | 1 | 1 | 1
533 | 1 | 1 | 1
534 | 1 | 1 | 1
535 | 1 | 1 | 1
536 | 1 | 1 | 1
537 | 1 | 1 | 1
538 | 1 | 1 | 1
539 | 1 | 1 | 1
540 | 1 | 1 | 1
541 | 1 | 1 | 1
542 | 1 | 1 | 1
543 | 1 | 1 | 1
544 | 1 | 1 | 1
545 | 1 | 1 | 1
546 | 1 | 1 | 1
547 | 1 | 1 | 1
548 | 1 | 1 | 1
549 | 1 | 1 | 1
550 | 1 | 1 | 1
551 | 1 | 1 | 1
552 | 1 | 1 | 1
553 | 1 | 1 | 1
554 | 1 | 1 | 1
555 | 1 | 1 | 1
556 | 1 | 1 | 1
557 | 1 | 1 | 1
558 | 1 | 1 | 1
559 | 1 | 1 | 1
560 | 1 | 1 | 1
561 | 1 | 1 | 1
562 | 1 | 1 | 1
563 | 1 | 1 | 1
564 | 1 | 1 | 1
565 | 1 | 1 | 1
566 | 1 | 1 | 1
567 | 1 | 1 | 1
568 | 1 | 1 | 1
569 | 1 | 1 | 1
570 | 1 | 1 | 1
571 | 1 | 1 | 1
572 | 1 | 1 | 1
573 | 1 | 1 | 1
574 | 1 | 1 | 1
575 | 1 | 1 | 1
576 | 1 | 1 | 1
577 | 1 | 1 | 1
578 | 1 | 1 | 1
579 | 1 | 1 | 1
580 | 1 | 1 | 1
581 | 1 | 1 | 1
582 | 1 | 1 | 1
583 | 1 | 1 | 1
584 | 1 | 1 | 1
585 | 1 | 1 | 1
586 | 1 | 1 | 1
587 | 1 | 1 | 1
588 | 1 | 1 | 1
589 | 1 | 1 | 1
590 | 1 | 1 | 1
591 | 1 | 1 | 1
592 | 1 | 1 | 1
593 | 1 | 1 | 1
594 | 1 | 1 | 1
595 | 1 | 1 | 1
596 | 1 | 1 | 1
597 | 1 | 1 | 1
598 | 1 | 1 | 1
599 | 1 | 1 | 1
600 | 1 | 1 | 1
601 | 1 | 1 | 1
602 | 1 | 1 | 1
603 | 1 | 1 | 1
604 | 1 | 1 | 1
605 | 1 | 1 | 1
606 | 1 | 1 | 1
607 | 1 | 1 | 1
608 | 1 | 1 | 1
609 | 1 | 1 | 1
610 | 1 | 1 | 1
611 | 1 | 1 | 1
612 | 1 | 1 | 1
613 | 1 | 1 | 1
614 | 1 | 1 | 1
615 | 1 | 1 | 1
616 | 1 | 1 | 1
617 | 1 | 1 | 1
618 | 1 | 1 | 1
619 | 1 | 1 | 1
620 | 1 | 1 | 1
621 | 1 | 1 | 1
622 | 1 | 1 | 1
623 | 1 | 1 | 1
624 | 1 | 1 | 1
625 | 1 | 1 | 1
626 | 1 | 1 | 1
627 | 1 | 1 | 1
628 | 1 | 1 | 1
629 | 1 | 1 | 1
630 | 1 | 1 | 1
631 | 1 | 1 | 1
632 | 1 | 1 | 1
633 | 1 | 1 | 1
634 | 1 | 1 | 1
635 | 1 | 1 | 1
636 | 1 | 1 | 1
637 | 1 | 1 | 1
638 | 1 | 1 | 1
639 | 1 | 1 | 1
640 | 1 | 1 | 1
641 | 1 | 1 | 1
642 | 1 | 1 | 1
643 | 1 | 1 | 1
644 | 1 | 1 | 1
645 | 1 | 1 | 1
646 | 1 | 1 | 1
647 | 1 | 1 | 1
648 | 1 | 1 | 1
649 | 1 | 1 | 1
650 | 1 | 1 | 1
651 | 1 | 1 | 1
652 | 1 | 1 | 1
653 | 1 | 1 | 1
654 | 1 | 1 | 1
655 | 1 | 1 | 1
656 | 1 | 1 | 1
657 | 1 | 1 | 1
658 | 1 | 1 | 1
659 | 1 | 1 | 1
660 | 1 | 1 | 1
661 | 1 | 1 | 1
662 | 1 | 1 | 1
663 | 1 | 1 | 1
664 | 1 | 1 | 1
665 | 1 | 1 | 1
666 | 1 | 1 | 1
667 | 1 | 1 | 1
668 | 1 | 1 | 1
669 | 1 | 1 | 1
670 | 1 | 1 | 1
671 | 1 | 1 | 1
672 | 1 | 1 | 1
673 | 1 | 1 | 1
674 | 1 | 1 | 1
675 | 1 | 1 | 1
676 | 1 | 1 | 1
677 | 1 | 1 | 1
678 | 1 | 1 | 1
679 | 1 | 1 | 1
680 | 1 | 1 | 1
681 | 1 | 1 | 1
682 | 1 | 1 | 1
683 | 1 | 1 | 1
684 | 1 | 1 | 1
685 | 1 | 1 | 1
686 | 1 | 1 | 1
687 | 1 | 1 | 1
688 | 1 | 1 | 1
689 | 1 | 1 | 1
690 | 1 | 1 | 1
691 | 1 | 1 | 1
692 | 1 | 1 | 1
693 | 1 | 1 | 1
694 | 1 | 1 | 1
695 | 1 | 1 | 1
696 | 1 | 1 | 1
697 | 1 | 1 | 1
698 | 1 | 1 | 1
699 | 1 | 1 | 1
700 | 1 | 1 | 1
701 | 1 | 1 | 1
702 | 1 | 1 | 1
703 | 1 | 1 | 1
704 | 1 | 1 | 1
705 | 1 | 1 | 1
706 | 1 | 1 | 1
707 | 1 | 1 | 1
708 | 1 | 1 | 1
709 | 1 | 1 | 1
710 | 1 | 1 | 1
711 | 1 | 1 | 1
712 | 1 | 1 | 1
713 | 1 | 1 | 1
714 | 1 | 1 | 1
715 | 1 | 1 | 1
716 | 1 | 1 | 1
717 | 1 | 1 | 1
718 | 1 | 1 | 1
719 | 1 | 1 | 1
720 | 1 | 1 | 1
721 | 1 | 1 | 1
722 | 1 | 1 | 1
723 | 1 | 1 | 1
724 | 1 | 1 | 1
725 | 1 | 1 | 1
726 | 1 | 1 | 1
727 | 1 | 1 | 1
728 | 1 | 1 | 1
729 | 1 | 1 | 1
730 | 1 | 1 | 1
731 | 1 | 1 | 1
732 | 1 | 1 | 1
733 | 1 | 1 | 1
734 | 1 | 1 | 1
735 | 1 | 1 | 1
736 | 1 | 1 | 1
737 | 1 | 1 | 1
738 | 1 | 1 | 1
739 | 1 | 1 | 1
740 | 1 | 1 | 1
741 | 1 | 1 | 1
742 | 1 | 1 | 1
743 | 1 | 1 | 1
744 | 1 | 1 | 1
745 | 1 | 1 | 1
746 | 1 | 1 | 1
747 | 1 | 1 | 1
748 | 1 | 1 | 1
749 | 1 | 1 | 1
750 | 1 | 1 | 1
751 | 1 | 1 | 1
752 | 1 | 1 | 1
753 | 1 | 1 | 1
754 | 1 | 1 | 1
755 | 1 | 1 | 1
756 | 1 | 1 | 1
757 | 1 | 1 | 1
758 | 1 | 1 | 1
759 | 1 | 1 | 1
760 | 1 | 1 | 1
761 | 1 | 1 | 1
762 | 1 | 1 | 1
763 | 1 | 1 | 1
764 | 1 | 1 | 1
765 | 1 | 1 | 1
766 | 1 | 1 | 1
767 | 1 | 1 | 1
768 | 1 | 1 | 1
769 | 1 | 1 | 1
770 | 1 | 1 | 1
771 | 1 | 1 | 1
772 | 1 | 1 | 1
773 | 1 | 1 | 1
774 | 1 | 1 | 1
775 | 1 | 1 | 1
776 | 1 | 1 | 1
777 | 1 | 1 | 1
778 | 1 | 1 | 1
779 | 1 | 1 | 1
780 | 1 | 1 | 1
781 | 1 | 1 | 1
782 | 1 | 1 | 1
783 | 1 | 1 | 1
784 | 1 | 1 | 1
785 | 1 | 1 | 1
786 | 1 | 1 | 1
787 | 1 | 1 | 1
788 | 1 | 1 | 1
789 | 1 | 1 | 1
790 | 1 | 1 | 1
791 | 1 | 1 | 1
792 | 1 | 1 | 1
793 | 1 | 1 | 1
794 | 1 | 1 | 1
795 | 1 | 1 | 1
796 | 1 | 1 | 1
797 | 1 | 1 | 1
798 | 1 | 1 | 1
799 | 1 | 1 | 1
800 | 1 | 1 | 1
801 | 1 | 1 | 1
802 | 1 | 1 | 1
803 | 1 | 1 | 1
804 | 1 | 1 | 1
805 | 1 | 1 | 1
806 | 1 | 1 | 1
807 | 1 | 1 | 1
808 | 1 | 1 | 1
809 | 1 | 1 | 1
810 | 1 | 1 | 1
811 | 1 | 1 | 1
812 | 1 | 1 | 1
813 | 1 | 1 | 1
814 | 1 | 1 | 1
815 | 1 | 1 | 1
816 | 1 | 1 | 1
817 | 1 | 1 | 1
818 | 1 | 1 | 1
819 | 1 | 1 | 1
820 | 1 | 1 | 1
821 | 1 | 1 | 1
822 | 1 | 1 | 1
823 | 1 | 1 | 1
824 | 1 | 1 | 1
825 | 1 | 1 | 1
826 | 1 | 1 | 1
827 | 1 | 1 | 1
828 | 1 | 1 | 1
829 | 1 | 1 | 1
830 | 1 | 1 | 1
831 | 1 | 1 | 1
832 | 1 | 1 | 1
833 | 1 | 1 | 1
834 | 1 | 1 | 1
835 | 1 | 1 | 1
836 | 1 | 1 | 1
837 | 1 | 1 | 1
838 | 1 | 1 | 1
839 | 1 | 1 | 1
840 | 1 | 1 | 1
841 | 1 | 1 | 1
842 | 1 | 1 | 1
843 | 1 | 1 | 1
844 | 1 | 1 | 1
845 | 1 | 1 | 1
846 | 1 | 1 | 1
847 | 1 | 1 | 1
848 | 1 | 1 | 1
849 | 1 | 1 | 1
850 | 1 | 1 | 1
851 | 1 | 1 | 1
852 | 1 | 1 | 1
853 | 1 | 1 | 1
854 | 1 | 1 | 1
855 | 1 | 1 | 1
856 | 1 | 1 | 1
857 | 1 | 1 | 1
858 | 1 | 1 | 1
859 | 1 | 1 | 1
860 | 1 | 1 | 1
861 | 1 | 1 | 1
862 | 1 | 1 | 1
863 | 1 | 1 | 1
864 | 1 | 1 | 1
865 | 1 | 1 | 1
866 | 1 | 1 | 1
867 | 1 | 1 | 1
868 | 1 | 1 | 1
869 | 1 | 1 | 1
870 | 1 | 1 | 1
871 | 1 | 1 | 1
872 | 1 | 1 | 1
873 | 1 | 1 | 1
874 | 1 | 1 | 1
875 | 1 | 1 | 1
876 | 1 | 1 | 1
877 | 1 | 1 | 1
878 | 1 | 1 | 1
879 | 1 | 1 | 1
880 | 1 | 1 | 1
881 | 1 | 1 | 1
882 | 1 | 1 | 1
883 | 1 | 1 | 1
884 | 1 | 1 | 1
885 | 1 | 1 | 1
886 | 1 | 1 | 1
887 | 1 | 1 | 1
888 | 1 | 1 | 1
889 | 1 | 1 | 1
890 | 1 | 1 | 1
891 | 1 | 1 | 1
892 | 1 | 1 | 1
893 | 1 | 1 | 1
894 | 1 | 1 | 1
895 | 1 | 1 | 1
896 | 1 | 1 | 1
897 | 1 | 1 | 1
898 | 1 | 1 | 1
899 | 1 | 1 | 1
900 | 1 | 1 | 1
901 | 1 | 1 | 1
902 | 1 | 1 | 1
903 | 1 | 1 | 1
904 | 1 | 1 | 1
905 | 1 | 1 | 1
906 | 1 | 1 | 1
907 | 1 | 1 | 1
908 | 1 | 1 | 1
909 | 1 | 1 | 1
910 | 1 | 1 | 1
911 | 1 | 1 | 1
912 | 1 | 1 | 1
913 | 1 | 1 | 1
914 | 1 | 1 | 1
915 | 1 | 1 | 1
916 | 1 | 1 | 1
917 | 1 | 1 | 1
918 | 1 | 1 | 1
919 | 1 | 1 | 1
920 | 1 | 1 | 1
921 | 1 | 1 | 1
922 | 1 | 1 | 1
923 | 1 | 1 | 1
924 | 1 | 1 | 1
925 | 1 | 1 | 1
926 | 1 | 1 | 1
927 | 1 | 1 | 1
928 | 1 | 1 | 1
929 | 1 | 1 | 1
930 | 1 | 1 | 1
931 | 1 | 1 | 1
932 | 1 | 1 | 1
933 | 1 | 1 | 1
934 | 1 | 1 | 1
935 | 1 | 1 | 1
936 | 1 | 1 | 1
937 | 1 | 1 | 1
938 | 1 | 1 | 1
939 | 1 | 1 | 1
940 | 1 | 1 | 1
941 | 1 | 1 | 1
942 | 1 | 1 | 1
943 | 1 | 1 | 1
944 | 1 | 1 | 1
945 | 1 | 1 | 1
946 | 1 | 1 | 1
947 | 1 | 1 | 1
948 | 1 | 1 | 1
949 | 1 | 1 | 1
950 | 1 | 1 | 1
951 | 1 | 1 | 1
952 | 1 | 1 | 1
953 | 1 | 1 | 1
954 | 1 | 1 | 1
955 | 1 | 1 | 1
956 | 1 | 1 | 1
957 | 1 | 1 | 1
958 | 1 | 1 | 1
959 | 1 | 1 | 1
960 | 1 | 1 | 1
961 | 1 | 1 | 1
962 | 1 | 1 | 1
963 | 1 | 1 | 1
964 | 1 | 1 | 1
965 | 1 | 1 | 1
966 | 1 | 1 | 1
967 | 1 | 1 | 1
968 | 1 | 1 | 1
969 | 1 | 1 | 1
970 | 1 | 1 | 1
971 | 1 | 1 | 1
972 | 1 | 1 | 1
973 | 1 | 1 | 1
974 | 1 | 1 | 1
975 | 1 | 1 | 1
976 | 1 | 1 | 1
977 | 1 | 1 | 1
978 | 1 | 1 | 1
979 | 1 | 1 | 1
980 | 1 | 1 | 1
981 | 1 | 1 | 1
982 | 1 | 1 | 1
983 | 1 | 1 | 1
984 | 1 | 1 | 1
985 | 1 | 1 | 1
986 | 1 | 1 | 1
987 | 1 | 1 | 1
988 | 1 | 1 | 1
989 | 1 | 1 | 1
990 | 1 | 1 | 1
991 | 1 | 1 | 1
992 | 1 | 1 | 1
993 | 1 | 1 | 1
994 | 1 | 1 | 1
995 | 1 | 1 | 1
996 | 1 | 1 | 1
997 | 1 | 1 | 1
998 | 1 | 1 | 1
999 | 1 | 1 | 1
1000 | 1 | 1 | 1
1001 | 1 | 1 | 1
1002 | 1 | 1 | 1
1003 | 1 | 1 | 1
1004 | 1 | 1 | 1
1005 | 1 | 1 | 1
1006 | 1 | 1 | 1
1007 | 1 | 1 | 1
1008 | 1 | 1 | 1
1009 | 1 | 1 | 1
1010 | 1 | 1 | 1
1011 | 1 | 1 | 1
1012 | 1 | 1 | 1
1013 | 1 | 1 | 1
1014 | 1 | 1 | 1
1015 | 1 | 1 | 1
1016 | 1 | 1 | 1
1017 | 1 | 1 | 1
1018 | 1 | 1 | 1
1019 | 1 | 1 | 1
1020 | 1 | 1 | 1
1021 | 1 | 1 | 1
1022 | 1 | 1 | 1
1023 | 1 | 1 | 1
1024 | 1 | 1 | 1
1025 | 1 | 1 | 1
1026 | 1 | 1 | 1
1027 | 1 | 1 | 1
1028 | 1 | 1 | 1
1029 | 1 | 1 | 1
1030 | 1 | 1 | 1
1031 | 1 | 1 | 1
1032 | 1 | 1 | 1
1033 | 1 | 1 | 1
1034 | 1 | 1 | 1
1035 | 1 | 1 | 1
1036 | 1 | 1 | 1
1037 | 1 | 1 | 1
1038 | 1 | 1 | 1
1039 | 1 | 1 | 1
1040 | 1 | 1 | 1
1041 | 1 | 1 | 1
1042 | 1 | 1 | 1
1043 | 1 | 1 | 1
1044 | 1 | 1 | 1
1045 | 1 | 1 | 1
1046 | 1 | 1 | 1
1047 | 1 | 1 | 1
1048 | 1 | 1 | 1
1049 | 1 | 1 | 1
1050 | 1 | 1 | 1
1051 | 1 | 1 | 1
1052 | 1 | 1 | 1
1053 | 1 | 1 | 1
1054 | 1 | 1 | 1
1055 | 1 | 1 | 1
1056 | 1 | 1 | 1
1057 | 1 | 1 | 1
1058 | 1 | 1 | 1
1059 | 1 | 1 | 1
1060 | 1 | 1 | 1
1061 | 1 | 1 | 1
1062 | 1 | 1 | 1
1063 | 1 | 1 | 1
1064 | 1 | 1 | 1
1065 | 1 | 1 | 1
1066 | 1 | 1 | 1
1067 | 1 | 1 | 1
1068 | 1 | 1 | 1
1069 | 1 | 1 | 1
1070 | 1 | 1 | 1
1071 | 1 | 1 | 1
1072 | 1 | 1 | 1
1073 | 1 | 1 | 1
1074 | 1 | 1 | 1
1075 | 1 | 1 | 1
1076 | 1 | 1 | 1
1077 | 1 | 1 | 1
1078 | 1 | 1 | 1
1079 | 1 | 1 | 1
1080 | 1 | 1 | 1
1081 | 1 | 1 | 1
1082 | 1 | 1 | 1
1083 | 1 | 1 | 1
1084 | 1 | 1 | 1
1085 | 1 | 1 | 1
1086 | 1 | 1 | 1
1087 | 1 | 1 | 1
1088 | 1 | 1 | 1
1089 | 1 | 1 | 1
1090 | 1 | 1 | 1
1091 | 1 | 1 | 1
1092 | 1 | 1 | 1
1093 | 1 | 1 | 1
1094 | 1 | 1 | 1
1095 | 1 | 1 | 1
1096 | 1 | 1 | 1
1097 | 1 | 1 | 1
1098 | 1 | 1 | 1
1099 | 1 | 1 | 1
1100 | 1 | 1 | 1
1101 | 1 | 1 | 1
1102 | 1 | 1 | 1
1103 | 1 | 1 | 1
1104 | 1 | 1 | 1
1105 | 1 | 1 | 1
1106 | 1 | 1 | 1
1107 | 1 | 1 | 1
1108 | 1 | 1 | 1
1109 | 1 | 1 | 1
1110 | 1 | 1 | 1
1111 | 1 | 1 | 1
1112 | 1 | 1 | 1
1113 | 1 | 1 | 1
1114 | 1 | 1 | 1
1115 | 1 | 1 | 1
1116 | 1 | 1 | 1
1117 | 1 | 1 | 1
1118 | 1 | 1 | 1
1119 | 1 | 1 | 1
1120 | 1 | 1 | 1
1121 | 1 | 1 | 1
1122 | 1 | 1 | 1
1123 | 1 | 1 | 1
1124 | 1 | 1 | 1
1125 | 1 | 1 | 1
1126 | 1 | 1 | 1
1127 | 1 | 1 | 1
1128 | 1 | 1 | 1
1129 | 1 | 1 | 1
1130 | 1 | 1 | 1
1131 | 1 | 1 | 1
1132 | 1 | 1 | 1
1133 | 1 | 1 | 1
1134 | 1 | 1 | 1
1135 | 1 | 1 | 1
1136 | 1 | 1 | 1
1137 | 1 | 1 | 1
1138 | 1 | 1 | 1
1139 | 1 | 1 | 1
1140 | 1 | 1 | 1
1141 | 1 | 1 | 1
1142 | 1 | 1 | 1
1143 | 1 | 1 | 1
1144 | 1 | 1 | 1
1145 | 1 | 1 | 1
1146 | 1 | 1 | 1
1147 | 1 | 1 | 1
1148 | 1 | 1 | 1
1149 | 1 | 1 | 1
1150 | 1 | 1 | 1
1151 | 1 | 1 | 1
1152 | 1 | 1 | 1
1153 | 1 | 1 | 1
1154 | 1 | 1 | 1
1155 | 1 | 1 | 1
1156 | 1 | 1 | 1
1157 | 1 | 1 | 1
1158 | 1 | 1 | 1
1159 | 1 | 1 | 1
1160 | 1 | 1 | 1
1161 | 1 | 1 | 1
1162 | 1 | 1 | 1
1163 | 1 | 1 | 1
1164 | 1 | 1 | 1
1165 | 1 | 1 | 1
1166 | 1 | 1 | 1
1167 | 1 | 1 | 1
1168 | 1 | 1 | 1
1169 | 1 | 1 | 1
1170 | 1 | 1 | 1
1171 | 1 | 1 | 1
1172 | 1 | 1 | 1
1173 | 1 | 1 | 1
1174 | 1 | 1 | 1
1175 | 1 | 1 | 1
1176 | 1 | 1 | 1
1177 | 1 | 1 | 1
1178 | 1 | 1 | 1
1179 | 1 | 1 | 1
1180 | 1 | 1 | 1
1181 | 1 | 1 | 1
1182 | 1 | 1 | 1
1183 | 1 | 1 | 1
1184 | 1 | 1 | 1
1185 | 1 | 1 | 1
1186 | 1 | 1 | 1
1187 | 1 | 1 | 1
1188 | 1 | 1 | 1
1189 | 1 | 1 | 1
1190 | 1 | 1 | 1
1191 | 1 | 1 | 1
1192 | 1 | 1 | 1
1193 | 1 | 1 | 1
1194 | 1 | 1 | 1
1195 | 1 | 1 | 1
1196 | 1 | 1 | 1
1197 | 1 | 1 | 1
1198 | 1 | 1 | 1
1199 | 1 | 1 | 1
1200 | 1 | 1 | 1
1201 | 1 | 1 | 1
1202 | 1 | 1 | 1
1203 | 1 | 1 | 1
1204 | 1 | 1 | 1
1205 | 1 | 1 | 1
1206 | 1 | 1 | 1
1207 | 1 | 1 | 1
1208 | 1 | 1 | 1
1209 | 1 | 1 | 1
1210 | 1 | 1 | 1
1211 | 1 | 1 | 1
1212 | 1 | 1 | 1
1213 | 1 | 1 | 1
1214 | 1 | 1 | 1
1215 | 1 | 1 | 1
1216 | 1 | 1 | 1
1217 | 1 | 1 | 1
1218 | 1 | 1 | 1
1219 | 1 | 1 | 1
1220 | 1 | 1 | 1
1221 | 1 | 1 | 1
1222 | 1 | 1 | 1
1223 | 1 | 1 | 1
1224 | 1 | 1 | 1
1225 | 1 | 1 | 1
1226 | 1 | 1 | 1
1227 | 1 | 1 | 1
1228 | 1 | 1 | 1
1229 | 1 | 1 | 1
1230 | 1 | 1 | 1
1231 | 1 | 1 | 1
1232 | 1 | 1 | 1
1233 | 1 | 1 | 1
1234 | 1 | 1 | 1
1235 | 1 | 1 | 1
1236 | 1 | 1 | 1
1237 | 1 | 1 | 1
1238 | 1 | 1 | 1
1239 | 1 | 1 | 1
1240 | 1 | 1 | 1
1241 | 1 | 1 | 1
1242 | 1 | 1 | 1
1243 | 1 | 1 | 1
1244 | 1 | 1 | 1
1245 | 1 | 1 | 1
1246 | 1 | 1 | 1
1247 | 1 | 1 | 1
1248 | 1 | 1 | 1
1249 | 1 | 1 | 1
1250 | 1 | 1 | 1
1251 | 1 | 1 | 1
1252 | 1 | 1 | 1
1253 | 1 | 1 | 1
1254 | 1 | 1 | 1
1255 | 1 | 1 | 1
1256 | 1 | 1 | 1
1257 | 1 | 1 | 1
1258 | 1 | 1 | 1
1259 | 1 | 1 | 1
1260 | 1 | 1 | 1
1261 | 1 | 1 | 1
1262 | 1 | 1 | 1
1263 | 1 | 1 | 1
1264 | 1 | 1 | 1
1265 | 1 | 1 | 1
1266 | 1 | 1 | 1
1267 | 1 | 1 | 1
1268 | 1 | 1 | 1
1269 | 1 | 1 | 1
1270 | 1 | 1 | 1
1271 | 1 | 1 | 1
1272 | 1 | 1 | 1
1273 | 1 | 1 | 1
1274 | 1 | 1 | 1
1275 | 1 | 1 | 1
1276 | 1 | 1 | 1
1277 | 1 | 1 | 1
1278 | 1 | 1 | 1
1279 | 1 | 1 | 1
1280 | 1 | 1 | 1
1281 | 1 | 1 | 1
1282 | 1 | 1 | 1
1283 | 1 | 1 | 1
1284 | 1 | 1 | 1
1285 | 1 | 1 | 1
1286 | 1 | 1 | 1
1287 | 1 | 1 | 1
1288 | 1 | 1 | 1
1289 | 1 | 1 | 1
1290 | 1 | 1 | 1
1291 | 1 | 1 | 1
1292 | 1 | 1 | 1
1293 | 1 | 1 | 1
1294 | 1 | 1 | 1
1295 | 1 | 1 | 1
1296 | 1 | 1 | 1
1297 | 1 | 1 | 1
1298 | 1 | 1 | 1
1299 | 1 | 1 | 1
1300 | 1 | 1 | 1
1301 | 1 | 1 | 1
1302 | 1 | 1 | 1
1303 | 1 | 1 | 1
1304 | 1 | 1 | 1
1305 | 1 | 1 | 1
1306 | 1 | 1 | 1
1307 | 1 | 1 | 1
1308 | 1 | 1 | 1
1309 | 1 | 1 | 1
1310 | 1 | 1 | 1
1311 | 1 | 1 | 1
1312 | 1 | 1 | 1
1313 | 1 | 1 | 1
1314 | 1 | 1 | 1
1315 | 1 | 1 | 1
1316 | 1 | 1 | 1
1317 | 1 | 1 | 1
1318 | 1 | 1 | 1
1319 | 1 | 1 | 1
1320 | 1 | 1 | 1
1321 | 1 | 1 | 1
1322 | 1 | 1 | 1
1323 | 1 | 1 | 1
1324 | 1 | 1 | 1
1325 | 1 | 1 | 1
1326 | 1 | 1 | 1
1327 | 1 | 1 | 1
1328 | 1 | 1 | 1
1329 | 1 | 1 | 1
1330 | 1 | 1 | 1
1331 | 1 | 1 | 1
1332 | 1 | 1 | 1
1333 | 1 | 1 | 1
1334 | 1 | 1 | 1
1335 | 1 | 1 | 1
1336 | 1 | 1 | 1
1337 | 1 | 1 | 1
1338 | 1 | 1 | 1
1339 | 1 | 1 | 1
1340 | 1 | 1 | 1
1341 | 1 | 1 | 1
1342 | 1 | 1 | 1
1343 | 1 | 1 | 1
1344 | 1 | 1 | 1
1345 | 1 | 1 | 1
1346 | 1 | 1 | 1
1347 | 1 | 1 | 1
1348 | 1 | 1 | 1
1349 | 1 | 1 | 1
1350 | 1 | 1 | 1
1351 | 1 | 1 | 1
1352 | 1 | 1 | 1
1353 | 1 | 1 | 1
1354 | 1 | 1 | 1
1355 | 1 | 1 | 1
1356 | 1 | 1 | 1
1357 | 1 | 1 | 1
1358 | 1 | 1 | 1
1359 | 1 | 1 | 1
1360 | 1 | 1 | 1
1361 | 1 | 1 | 1
1362 | 1 | 1 | 1
1363 | 1 | 1 | 1
1364 | 1 | 1 | 1
1365 | 1 | 1 | 1
1366 | 1 | 1 | 1
1367 | 1 | 1 | 1
1368 | 1 | 1 | 1
1369 | 1 | 1 | 1
1370 | 1 | 1 | 1
1371 | 1 | 1 | 1
1372 | 1 | 1 | 1
1373 | 1 | 1 | 1
1374 | 1 | 1 | 1
1375 | 1 | 1 | 1
1376 | 1 | 1 | 1
1377 | 1 | 1 | 1
1378 | 1 | 1 | 1
1379 | 1 | 1 | 1
1380 | 1 | 1 | 1
1381 | 1 | 1 | 1
1382 | 1 | 1 | 1
1383 | 1 | 1 | 1
1384 | 1 | 1 | 1
1385 | 1 | 1 | 1
1386 | 1 | 1 | 1
1387 | 1 | 1 | 1
1388 | 1 | 1 | 1
1389 | 1 | 1 | 1
1390 | 1 | 1 | 1
1391 | 1 | 1 | 1
1392 | 1 | 1 | 1
1393 | 1 | 1 | 1
1394 | 1 | 1 | 1
1395 | 1 | 1 | 1
1396 | 1 | 1 | 1
1397 | 1 | 1 | 1
1398 | 1 | 1 | 1
1399 | 1 | 1 | 1
1400 | 1 | 1 | 1
1401 | 1 | 1 | 1
1402 | 1 | 1 | 1
1403 | 1 | 1 | 1
1404 | 1 | 1 | 1
1405 | 1 | 1 | 1
1406 | 1 | 1 | 1
1407 | 1 | 1 | 1
1408 | 1 | 1 | 1
1409 | 1 | 1 | 1
1410 | 1 | 1 | 1
1411 | 1 | 1 | 1
1412 | 1 | 1 | 1
1413 | 1 | 1 | 1
1414 | 1 | 1 | 1
1415 | 1 | 1 | 1
1416 | 1 | 1 | 1
1417 | 1 | 1 | 1
1418 | 1 | 1 | 1
1419 | 1 | 1 | 1
1420 | 1 | 1 | 1
1421 | 1 | 1 | 1
1422 | 1 | 1 | 1
1423 | 1 | 1 | 1
1424 | 1 | 1 | 1
1425 | 1 | 1 | 1
1426 | 1 | 1 | 1
1427 | 1 | 1 | 1
1428 | 1 | 1 | 1
1429 | 1 | 1 | 1
1430 | 1 | 1 | 1
1431 | 1 | 1 | 1
1432 | 1 | 1 | 1
1433 | 1 | 1 | 1
1434 | 1 | 1 | 1
1435 | 1 | 1 | 1
1436 | 1 | 1 | 1
1437 | 1 | 1 | 1
1438 | 1 | 1 | 1
1439 | 1 | 1 | 1
1440 | 1 | 1 | 1
1441 | 1 | 1 | 1
1442 | 1 | 1 | 1
1443 | 1 | 1 | 1
1444 | 1 | 1 | 1
1445 | 1 | 1 | 1
1446 | 1 | 1 | 1
1447 | 1 | 1 | 1
1448 | 1 | 1 | 1
1449 | 1 | 1 | 1
1450 | 1 | 1 | 1
1451 | 1 | 1 | 1
1452 | 1 | 1 | 1
1453 | 1 | 1 | 1
1454 | 1 | 1 | 1
1455 | 1 | 1 | 1
1456 | 1 | 1 | 1
1457 | 1 | 1 | 1
1458 | 1 | 1 | 1
1459 | 1 | 1 | 1
1460 | 1 | 1 | 1
1461 | 1 | 1 | 1
1462 | 1 | 1 | 1
1463 | 1 | 1 | 1
1464 | 1 | 1 | 1
1465 | 1 | 1 | 1
1466 | 1 | 1 | 1
1467 | 1 | 1 | 1
1468 | 1 | 1 | 1
1469 | 1 | 1 | 1
1470 | 1 | 1 | 1
1471 | 1 | 1 | 1
1472 | 1 | 1 | 1
1473 | 1 | 1 | 1
1474 | 1 | 1 | 1
1475 | 1 | 1 | 1
1476 | 1 | 1 | 1
1477 | 1 | 1 | 1
1478 | 1 | 1 | 1
1479 | 1 | 1 | 1
1480 | 1 | 1 | 1
1481 | 1 | 1 | 1
1482 | 1 | 1 | 1
1483 | 1 | 1 | 1
1484 | 1 | 1 | 1
1485 | 1 | 1 | 1
1486 | 1 | 1 | 1
1487 | 1 | 1 | 1
1488 | 1 | 1 | 1
1489 | 1 | 1 | 1
1490 | 1 | 1 | 1
1491 | 1 | 1 | 1
1492 | 1 | 1 | 1
1493 | 1 | 1 | 1
1494 | 1 | 1 | 1
1495 | 1 | 1 | 1
1496 | 1 | 1 | 1
1497 | 1 | 1 | 1
1498 | 1 | 1 | 1
1499 | 1 | 1 | 1
1500 | 1 | 1 | 1
1501 | 1 | 1 | 1
1502 | 1 | 1 | 1
1503 | 1 | 1 | 1
1504 | 1 | 1 | 1
1505 | 1 | 1 | 1
1506 | 1 | 1 | 1
1507 | 1 | 1 | 1
1508 | 1 | 1 | 1
1509 | 1 | 1 | 1
1510 | 1 | 1 | 1
1511 | 1 | 1 | 1
1512 | 1 | 1 | 1
1513 | 1 | 1 | 1
1514 | 1 | 1 | 1
1515 | 1 | 1 | 1
1516 | 1 | 1 | 1
1517 | 1 | 1 | 1
1518 | 1 | 1 | 1
1519 | 1 | 1 | 1
1520 | 1 | 1 | 1
1521 | 1 | 1 | 1
1522 | 1 | 1 | 1
1523 | 1 | 1 | 1
1524 | 1 | 1 | 1
1525 | 1 | 1 | 1
1526 | 1 | 1 | 1
1527 | 1 | 1 | 1
1528 | 1 | 1 | 1
1529 | 1 | 1 | 1
1530 | 1 | 1 | 1
1531 | 1 | 1 | 1
1532 | 1 | 1 | 1
1533 | 1 | 1 | 1
1534 | 1 | 1 | 1
1535 | 1 | 1 | 1
1536 | 1 | 1 | 1
1537 | 1 | 1 | 1
1538 | 1 | 1 | 1
1539 | 1 | 1 | 1
1540 | 1 | 1 | 1
1541 | 1 | 1 | 1
1542 | 1 | 1 | 1
1543 | 1 | 1 | 1
1544 | 1 | 1 | 1
1545 | 1 | 1 | 1
1546 | 1 | 1 | 1
1547 | 1 | 1 | 1
1548 | 1 | 1 | 1
1549 | 1 | 1 | 1
1550 | 1 | 1 | 1
1551 | 1 | 1 | 1
1552 | 1 | 1 | 1
1553 | 1 | 1 | 1
1554 | 1 | 1 | 1
1555 | 1 | 1 | 1
1556 | 1 | 1 | 1
1557 | 1 | 1 | 1
1558 | 1 | 1 | 1
1559 | 1 | 1 | 1
1560 | 1 | 1 | 1
1561 | 1 | 1 | 1
1562 | 1 | 1 | 1
1563 | 1 | 1 | 1
1564 | 1 | 1 | 1
1565 | 1 | 1 | 1
1566 | 1 | 1 | 1
1567 | 1 | 1 | 1
1568 | 1 | 1 | 1
1569 | 1 | 1 | 1
1570 | 1 | 1 | 1
1571 | 1 | 1 | 1
1572 | 1 | 1 | 1
1573 | 1 | 1 | 1
1574 | 1 | 1 | 1
1575 | 1 | 1 | 1
1576 | 1 | 1 | 1
1577 | 1 | 1 | 1
1578 | 1 | 1 | 1
1579 | 1 | 1 | 1
1580 | 1 | 1 | 1
1581 | 1 | 1 | 1
1582 | 1 | 1 | 1
1583 | 1 | 1 | 1
1584 | 1 | 1 | 1
1585 | 1 | 1 | 1
1586 | 1 | 1 | 1
1587 | 1 | 1 | 1
1588 | 1 | 1 | 1
1589 | 1 | 1 | 1
1590 | 1 | 1 | 1
1591 | 1 | 1 | 1
1592 | 1 | 1 | 1
1593 | 1 | 1 | 1
1594 | 1 | 1 | 1
1595 | 1 | 1 | 1
1596 | 1 | 1 | 1
1597 | 1 | 1 | 1
1598 | 1 | 1 | 1
1599 | 1 | 1 | 1
1600 | 1 | 1 | 1
1601 | 1 | 1 | 1
1602 | 1 | 1 | 1
1603 | 1 | 1 | 1
1604 | 1 | 1 | 1
1605 | 1 | 1 | 1
1606 | 1 | 1 | 1
1607 | 1 | 1 | 1
1608 | 1 | 1 | 1
1609 | 1 | 1 | 1
1610 | 1 | 1 | 1
1611 | 1 | 1 | 1
1612 | 1 | 1 | 1
1613 | 1 | 1 | 1
1614 | 1 | 1 | 1
1615 | 1 | 1 | 1
1616 | 1 | 1 | 1
1617 | 1 | 1 | 1
1618 | 1 | 1 | 1
1619 | 1 | 1 | 1
1620 | 1 | 1 | 1
1621 | 1 | 1 | 1
1622 | 1 | 1 | 1
1623 | 1 | 1 | 1
1624 | 1 | 1 | 1
1625 | 1 | 1 | 1
1626 | 1 | 1 | 1
1627 | 1 | 1 | 1
1628 | 1 | 1 | 1
1629 | 1 | 1 | 1
1630 | 1 | 1 | 1
1631 | 1 | 1 | 1
1632 | 1 | 1 | 1
1633 | 1 | 1 | 1
1634 | 1 | 1 | 1
1635 | 1 | 1 | 1
1636 | 1 | 1 | 1
1637 | 1 | 1 | 1
1638 | 1 | 1 | 1
1639 | 1 | 1 | 1
1640 | 1 | 1 | 1
1641 | 1 | 1 | 1
1642 | 1 | 1 | 1
1643 | 1 | 1 | 1
1644 | 1 | 1 | 1
1645 | 1 | 1 | 1
1646 | 1 | 1 | 1
1647 | 1 | 1 | 1
1648 | 1 | 1 | 1
1649 | 1 | 1 | 1
1650 | 1 | 1 | 1
1651 | 1 | 1 | 1
1652 | 1 | 1 | 1
1653 | 1 | 1 | 1
1654 | 1 | 1 | 1
1655 | 1 | 1 | 1
1656 | 1 | 1 | 1
1657 | 1 | 1 | 1
1658 | 1 | 1 | 1
1659 | 1 | 1 | 1
1660 | 1 | 1 | 1
1661 | 1 | 1 | 1
1662 | 1 | 1 | 1
1663 | 1 | 1 | 1
1664 | 1 | 1 | 1
1665 | 1 | 1 | 1
1666 | 1 | 1 | 1
1667 | 1 | 1 | 1
1668 | 1 | 1 | 1
1669 | 1 | 1 | 1
1670 | 1 | 1 | 1
1671 | 1 | 1 | 1
1672 | 1 | 1 | 1
1673 | 1 | 1 | 1
1674 | 1 | 1 | 1
1675 | 1 | 1 | 1
1676 | 1 | 1 | 1
1677 | 1 | 1 | 1
1678 | 1 | 1 | 1
1679 | 1 | 1 | 1
1680 | 1 | 1 | 1
1681 | 1 | 1 | 1
1682 | 1 | 1 | 1
1683 | 1 | 1 | 1
1684 | 1 | 1 | 1
1685 | 1 | 1 | 1
1686 | 1 | 1 | 1
1687 | 1 | 1 | 1
1688 | 1 | 1 | 1
1689 | 1 | 1 | 1
1690 | 1 | 1 | 1
1691 | 1 | 1 | 1
1692 | 1 | 1 | 1
1693 | 1 | 1 | 1
1694 | 1 | 1 | 1
1695 | 1 | 1 | 1
1696 | 1 | 1 | 1
1697 | 1 | 1 | 1
1698 | 1 | 1 | 1
1699 | 1 | 1 | 1
1700 | 1 | 1 | 1
1701 | 1 | 1 | 1
1702 | 1 | 1 | 1
1703 | 1 | 1 | 1
1704 | 1 | 1 | 1
1705 | 1 | 1 | 1
1706 | 1 | 1 | 1
1707 | 1 | 1 | 1
1708 | 1 | 1 | 1
1709 | 1 | 1 | 1
1710 | 1 | 1 | 1
1711 | 1 | 1 | 1
1712 | 1 | 1 | 1
1713 | 1 | 1 | 1
1714 | 1 | 1 | 1
1715 | 1 | 1 | 1
1716 | 1 | 1 | 1
1717 | 1 | 1 | 1
1718 | 1 | 1 | 1
1719 | 1 | 1 | 1
1720 | 1 | 1 | 1
1721 | 1 | 1 | 1
1722 | 1 | 1 | 1
1723 | 1 | 1 | 1
1724 | 1 | 1 | 1
1725 | 1 | 1 | 1
1726 | 1 | 1 | 1
1727 | 1 | 1 | 1
1728 | 1 | 1 | 1
1729 | 1 | 1 | 1
1730 | 1 | 1 | 1
1731 | 1 | 1 | 1
1732 | 1 | 1 | 1
1733 | 1 | 1 | 1
1734 | 1 | 1 | 1
1735 | 1 | 1 | 1
1736 | 1 | 1 | 1
1737 | 1 | 1 | 1
1738 | 1 | 1 | 1
1739 | 1 | 1 | 1
1740 | 1 | 1 | 1
1741 | 1 | 1 | 1
1742 | 1 | 1 | 1
1743 | 1 | 1 | 1
1744 | 1 | 1 | 1
1745 | 1 | 1 | 1
1746 | 1 | 1 | 1
1747 | 1 | 1 | 1
1748 | 1 | 1 | 1
1749 | 1 | 1 | 1
1750 | 1 | 1 | 1
1751 | 1 | 1 | 1
1752 | 1 | 1 | 1
1753 | 1 | 1 | 1
1754 | 1 | 1 | 1
1755 | 1 | 1 | 1
1756 | 1 | 1 | 1
1757 | 1 | 1 | 1
1758 | 1 | 1 | 1
1759 | 1 | 1 | 1
1760 | 1 | 1 | 1
1761 | 1 | 1 | 1
1762 | 1 | 1 | 1
1763 | 1 | 1 | 1
1764 | 1 | 1 | 1
1765 | 1 | 1 | 1
1766 | 1 | 1 | 1
1767 | 1 | 1 | 1
1768 | 1 | 1 | 1
1769 | 1 | 1 | 1
1770 | 1 | 1 | 1
1771 | 1 | 1 | 1
1772 | 1 | 1 | 1
1773 | 1 | 1 | 1
1774 | 1 | 1 | 1
1775 | 1 | 1 | 1
1776 | 1 | 1 | 1
1777 | 1 | 1 | 1
1778 | 1 | 1 | 1
1779 | 1 | 1 | 1
1780 | 1 | 1 | 1
1781 | 1 | 1 | 1
1782 | 1 | 1 | 1
1783 | 1 | 1 | 1
1784 | 1 | 1 | 1
1785 | 1 | 1 | 1
1786 | 1 | 1 | 1
1787 | 1 | 1 | 1
1788 | 1 | 1 | 1
1789 | 1 | 1 | 1
1790 | 1 | 1 | 1
1791 | 1 | 1 | 1
1792 | 1 | 1 | 1
1793 | 1 | 1 | 1
1794 | 1 | 1 | 1
1795 | 1 | 1 | 1
1796 | 1 | 1 | 1
1797 | 1 | 1 | 1
1798 | 1 | 1 | 1
1799 | 1 | 1 | 1
1800 | 1 | 1 | 1
1801 | 1 | 1 | 1
1802 | 1 | 1 | 1
1803 | 1 | 1 | 1
1804 | 1 | 1 | 1
1805 | 1 | 1 | 1
1806 | 1 | 1 | 1
1807 | 1 | 1 | 1
1808 | 1 | 1 | 1
1809 | 1 | 1 | 1
1810 | 1 | 1 | 1
1811 | 1 | 1 | 1
1812 | 1 | 1 | 1
1813 | 1 | 1 | 1
1814 | 1 | 1 | 1
1815 | 1 | 1 | 1
1816 | 1 | 1 | 1
1817 | 1 | 1 | 1
1818 | 1 | 1 | 1
1819 | 1 | 1 | 1
1820 | 1 | 1 | 1
1821 | 1 | 1 | 1
1822 | 1 | 1 | 1
1823 | 1 | 1 | 1
1824 | 1 | 1 | 1
1825 | 1 | 1 | 1
1826 | 1 | 1 | 1
1827 | 1 | 1 | 1
1828 | 1 | 1 | 1
1829 | 1 | 1 | 1
1830 | 1 | 1 | 1
1831 | 1 | 1 | 1
1832 | 1 | 1 | 1
1833 | 1 | 1 | 1
1834 | 1 | 1 | 1
1835 | 1 | 1 | 1
1836 | 1 | 1 | 1
1837 | 1 | 1 | 1
1838 | 1 | 1 | 1
1839 | 1 | 1 | 1
1840 | 1 | 1 | 1
1841 | 1 | 1 | 1
1842 | 1 | 1 | 1
1843 | 1 | 1 | 1
1844 | 1 | 1 | 1
1845 | 1 | 1 | 1
1846 | 1 | 1 | 1
1847 | 1 | 1 | 1
1848 | 1 | 1 | 1
1849 | 1 | 1 | 1
1850 | 1 | 1 | 1
1851 | 1 | 1 | 1
1852 | 1 | 1 | 1
1853 | 1 | 1 | 1
1854 | 1 | 1 | 1
1855 | 1 | 1 | 1
1856 | 1 | 1 | 1
1857 | 1 | 1 | 1
1858 | 1 | 1 | 1
1859 | 1 | 1 | 1
1860 | 1 | 1 | 1
1861 | 1 | 1 | 1
1862 | 1 | 1 | 1
1863 | 1 | 1 | 1
1864 | 1 | 1 | 1
1865 | 1 | 1 | 1
1866 | 1 | 1 | 1
1867 | 1 | 1 | 1
1868 | 1 | 1 | 1
1869 | 1 | 1 | 1
1870 | 1 | 1 | 1
1871 | 1 | 1 | 1
1872 | 1 | 1 | 1
1873 | 1 | 1 | 1
1874 | 1 | 1 | 1
1875 | 1 | 1 | 1
1876 | 1 | 1 | 1
1877 | 1 | 1 | 1
1878 | 1 | 1 | 1
1879 | 1 | 1 | 1
1880 | 1 | 1 | 1
1881 | 1 | 1 | 1
1882 | 1 | 1 | 1
1883 | 1 | 1 | 1
1884 | 1 | 1 | 1
1885 | 1 | 1 | 1
1886 | 1 | 1 | 1
1887 | 1 | 1 | 1
1888 | 1 | 1 | 1
1889 | 1 | 1 | 1
1890 | 1 | 1 | 1
1891 | 1 | 1 | 1
1892 | 1 | 1 | 1
1893 | 1 | 1 | 1
1894 | 1 | 1 | 1
1895 | 1 | 1 | 1
1896 | 1 | 1 | 1
1897 | 1 | 1 | 1
1898 | 1 | 1 | 1
1899 | 1 | 1 | 1
1900 | 1 | 1 | 1
1901 | 1 | 1 | 1
1902 | 1 | 1 | 1
1903 | 1 | 1 | 1
1904 | 1 | 1 | 1
1905 | 1 | 1 | 1
1906 | 1 | 1 | 1
1907 | 1 | 1 | 1
1908 | 1 | 1 | 1
1909 | 1 | 1 | 1
1910 | 1 | 1 | 1
1911 | 1 | 1 | 1
1912 | 1 | 1 | 1
1913 | 1 | 1 | 1
1914 | 1 | 1 | 1
1915 | 1 | 1 | 1
1916 | 1 | 1 | 1
1917 | 1 | 1 | 1
1918 | 1 | 1 | 1
1919 | 1 | 1 | 1
1920 | 1 | 1 | 1
1921 | 1 | 1 | 1
1922 | 1 | 1 | 1
1923 | 1 | 1 | 1
1924 | 1 | 1 | 1
1925 | 1 | 1 | 1
1926 | 1 | 1 | 1
1927 | 1 | 1 | 1
1928 | 1 | 1 | 1
1929 | 1 | 1 | 1
1930 | 1 | 1 | 1
1931 | 1 | 1 | 1
1932 | 1 | 1 | 1
1933 | 1 | 1 | 1
1934 | 1 | 1 | 1
1935 | 1 | 1 | 1
1936 | 1 | 1 | 1
1937 | 1 | 1 | 1
1938 | 1 | 1 | 1
1939 | 1 | 1 | 1
1940 | 1 | 1 | 1
1941 | 1 | 1 | 1
1942 | 1 | 1 | 1
1943 | 1 | 1 | 1
1944 | 1 | 1 | 1
1945 | 1 | 1 | 1
1946 | 1 | 1 | 1
1947 | 1 | 1 | 1
1948 | 1 | 1 | 1
1949 | 1 | 1 | 1
1950 | 1 | 1 | 1
1951 | 1 | 1 | 1
1952 | 1 | 1 | 1
1953 | 1 | 1 | 1
1954 | 1 | 1 | 1
1955 | 1 | 1 | 1
1956 | 1 | 1 | 1
1957 | 1 | 1 | 1
1958 | 1 | 1 | 1
1959 | 1 | 1 | 1
1960 | 1 | 1 | 1
1961 | 1 | 1 | 1
1962 | 1 | 1 | 1
1963 | 1 | 1 | 1
1964 | 1 | 1 | 1
1965 | 1 | 1 | 1
1966 | 1 | 1 | 1
1967 | 1 | 1 | 1
1968 | 1 | 1 | 1
1969 | 1 | 1 | 1
1970 | 1 | 1 | 1
1971 | 1 | 1 | 1
1972 | 1 | 1 | 1
1973 | 1 | 1 | 1
1974 | 1 | 1 | 1
1975 | 1 | 1 | 1
1976 | 1 | 1 | 1
1977 | 1 | 1 | 1
1978 | 1 | 1 | 1
1979 | 1 | 1 | 1
1980 | 1 | 1 | 1
1981 | 1 | 1 | 1
1982 | 1 | 1 | 1
1983 | 1 | 1 | 1
1984 | 1 | 1 | 1
1985 | 1 | 1 | 1
1986 | 1 | 1 | 1
1987 | 1 | 1 | 1
1988 | 1 | 1 | 1
1989 | 1 | 1 | 1
1990 | 1 | 1 | 1
1991 | 1 | 1 | 1
1992 | 1 | 1 | 1
1993 | 1 | 1 | 1
1994 | 1 | 1 | 1
1995 | 1 | 1 | 1
1996 | 1 | 1 | 1
1997 | 1 | 1 | 1
1998 | 1 | 1 | 1
1999 | 1 | 1 | 1
2000 | 1 | 1 | 1
2001 | 1 | 1 | 1
2002 | 1 | 1 | 1
2003 | 1 | 1 | 1
2004 | 1 | 1 | 1
2005 | 1 | 1 | 1
2006 | 1 | 1 | 1
2007 | 1 | 1 | 1
2008 | 1 | 1 | 1
2009 | 1 | 1 | 1
2010 | 1 | 1 | 1
2011 | 1 | 1 | 1
2012 | 1 | 1 | 1
2013 | 1 | 1 | 1
2014 | 1 | 1 | 1
2015 | 1 | 1 | 1
2016 | 1 | 1 | 1
2017 | 1 | 1 | 1
2018 | 1 | 1 | 1
2019 | 1 | 1 | 1
2020 | 1 | 1 | 1
2021 | 1 | 1 | 1
2022 | 1 | 1 | 1
2023 | 1 | 1 | 1
2024 | 1 | 1 | 1
2025 | 1 | 1 | 1
2026 | 1 | 1 | 1
2027 | 1 | 1 | 1
2028 | 1 | 1 | 1
2029 | 1 | 1 | 1
2030 | 1 | 1 | 1
2031 | 1 | 1 | 1
2032 | 1 | 1 | 1
2033 | 1 | 1 | 1
2034 | 1 | 1 | 1
2035 | 1 | 1 | 1
2036 | 1 | 1 | 1
2037 | 1 | 1 | 1
2038 | 1 | 1 | 1
2039 | 1 | 1 | 1
2040 | 1 | 1 | 1
2041 | 1 | 1 | 1
2042 | 1 | 1 | 1
2043 | 1 | 1 | 1
2044 | 1 | 1 | 1
2045 | 1 | 1 | 1
2046 | 1 | 1 | 1
2047 | 1 | 1 | 1
2048 | 1 | 1 | 1
2049 | 1 | 1 | 1
2050 | 1 | 1 | 1
2051 | 1 | 1 | 1
2052 | 1 | 1 | 1
2053 | 1 | 1 | 1
2054 | 1 | 1 | 1
2055 | 1 | 1 | 1
2056 | 1 | 1 | 1
2057 | 1 | 1 | 1
2058 | 1 | 1 | 1
2059 | 1 | 1 | 1
2060 | 1 | 1 | 1
2061 | 1 | 1 | 1
2062 | 1 | 1 | 1
2063 | 1 | 1 | 1
2064 | 1 | 1 | 1
2065 | 1 | 1 | 1
2066 | 1 | 1 | 1
2067 | 1 | 1 | 1
2068 | 1 | 1 | 1
2069 | 1 | 1 | 1
2070 | 1 | 1 | 1
2071 | 1 | 1 | 1
2072 | 1 | 1 | 1
2073 | 1 | 1 | 1
2074 | 1 | 1 | 1
2075 | 1 | 1 | 1
2076 | 1 | 1 | 1
2077 | 1 | 1 | 1
2078 | 1 | 1 | 1
2079 | 1 | 1 | 1
2080 | 1 | 1 | 1
2081 | 1 | 1 | 1
2082 | 1 | 1 | 1
2083 | 1 | 1 | 1
2084 | 1 | 1 | 1
2085 | 1 | 1 | 1
2086 | 1 | 1 | 1
2087 | 1 | 1 | 1
2088 | 1 | 1 | 1
2089 | 1 | 1 | 1
2090 | 1 | 1 | 1
2091 | 1 | 1 | 1
2092 | 1 | 1 | 1
2093 | 1 | 1 | 1
2094 | 1 | 1 | 1
2095 | 1 | 1 | 1
2096 | 1 | 1 | 1
2097 | 1 | 1 | 1
2098 | 1 | 1 | 1
2099 | 1 | 1 | 1
2100 | 1 | 1 | 1
2101 | 1 | 1 | 1
2102 | 1 | 1 | 1
2103 | 1 | 1 | 1
2104 | 1 | 1 | 1
2105 | 1 | 1 | 1
2106 | 1 | 1 | 1
2107 | 1 | 1 | 1
2108 | 1 | 1 | 1
2109 | 1 | 1 | 1
2110 | 1 | 1 | 1
2111 | 1 | 1 | 1
2112 | 1 | 1 | 1
2113 | 1 | 1 | 1
2114 | 1 | 1 | 1
2115 | 1 | 1 | 1
2116 | 1 | 1 | 1
2117 | 1 | 1 | 1
2118 | 1 | 1 | 1
2119 | 1 | 1 | 1
2120 | 1 | 1 | 1
2121 | 1 | 1 | 1
2122 | 1 | 1 | 1
2123 | 1 | 1 | 1
2124 | 1 | 1 | 1
2125 | 1 | 1 | 1
2126 | 1 | 1 | 1
2127 | 1 | 1 | 1
2128 | 1 | 1 | 1
2129 | 1 | 1 | 1
2130 | 1 | 1 | 1
2131 | 1 | 1 | 1
2132 | 1 | 1 | 1
2133 | 1 | 1 | 1
2134 | 1 | 1 | 1
2135 | 1 | 1 | 1
2136 | 1 | 1 | 1
2137 | 1 | 1 | 1
2138 | 1 | 1 | 1
2139 | 1 | 1 | 1
2140 | 1 | 1 | 1
2141 | 1 | 1 | 1
2142 | 1 | 1 | 1
2143 | 1 | 1 | 1
2144 | 1 | 1 | 1
2145 | 1 | 1 | 1
2146 | 1 | 1 | 1
2147 | 1 | 1 | 1
2148 | 1 | 1 | 1
2149 | 1 | 1 | 1
2150 | 1 | 1 | 1
2151 | 1 | 1 | 1
2152 | 1 | 1 | 1
2153 | 1 | 1 | 1
2154 | 1 | 1 | 1
2155 | 1 | 1 | 1
2156 | 1 | 1 | 1
2157 | 1 | 1 | 1
2158 | 1 | 1 | 1
2159 | 1 | 1 | 1
2160 | 1 | 1 | 1
2161 | 1 | 1 | 1
2162 | 1 | 1 | 1
2163 | 1 | 1 | 1
2164 | 1 | 1 | 1
2165 | 1 | 1 | 1
2166 | 1 | 1 | 1
2167 | 1 | 1 | 1
2168 | 1 | 1 | 1
2169 | 1 | 1 | 1
2170 | 1 | 1 | 1
2171 | 1 | 1 | 1
2172 | 1 | 1 | 1
2173 | 1 | 1 | 1
2174 | 1 | 1 | 1
2175 | 1 | 1 | 1
2176 | 1 | 1 | 1
2177 | 1 | 1 | 1
2178 | 1 | 1 | 1
2179 | 1 | 1 | 1
2180 | 1 | 1 | 1
2181 | 1 | 1 | 1
2182 | 1 | 1 | 1
2183 | 1 | 1 | 1
2184 | 1 | 1 | 1
2185 | 1 | 1 | 1
2186 | 1 | 1 | 1
2187 | 1 | 1 | 1
2188 | 1 | 1 | 1
2189 | 1 | 1 | 1
2190 | 1 | 1 | 1
2191 | 1 | 1 | 1
2192 | 1 | 1 | 1
2193 | 1 | 1 | 1
2194 | 1 | 1 | 1
2195 | 1 | 1 | 1
2196 | 1 | 1 | 1
2197 | 1 | 1 | 1
2198 | 1 | 1 | 1
2199 | 1 | 1 | 1
2200 | 1 | 1 | 1
2201 | 1 | 1 | 1
2202 | 1 | 1 | 1
2203 | 1 | 1 | 1
2204 | 1 | 1 | 1
2205 | 1 | 1 | 1
2206 | 1 | 1 | 1
2207 | 1 | 1 | 1
2208 | 1 | 1 | 1
2209 | 1 | 1 | 1
2210 | 1 | 1 | 1
2211 | 1 | 1 | 1
2212 | 1 | 1 | 1
2213 | 1 | 1 | 1
2214 | 1 | 1 | 1
2215 | 1 | 1 | 1
2216 | 1 | 1 | 1
2217 | 1 | 1 | 1
2218 | 1 | 1 | 1
2219 | 1 | 1 | 1
2220 | 1 | 1 | 1
2221 | 1 | 1 | 1
2222 | 1 | 1 | 1
2223 | 1 | 1 | 1
2224 | 1 | 1 | 1
2225 | 1 | 1 | 1
2226 | 1 | 1 | 1
2227 | 1 | 1 | 1
2228 | 1 | 1 | 1
2229 | 1 | 1 | 1
2230 | 1 | 1 | 1
2231 | 1 | 1 | 1
2232 | 1 | 1 | 1
2233 | 1 | 1 | 1
2234 | 1 | 1 | 1
2235 | 1 | 1 | 1
2236 | 1 | 1 | 1
2237 | 1 | 1 | 1
2238 | 1 | 1 | 1
2239 | 1 | 1 | 1
2240 | 1 | 1 | 1
2241 | 1 | 1 | 1
2242 | 1 | 1 | 1
2243 | 1 | 1 | 1
2244 | 1 | 1 | 1
2245 | 1 | 1 | 1
2246 | 1 | 1 | 1
2247 | 1 | 1 | 1
2248 | 1 | 1 | 1
2249 | 1 | 1 | 1
2250 | 1 | 1 | 1
2251 | 1 | 1 | 1
2252 | 1 | 1 | 1
2253 | 1 | 1 | 1
2254 | 1 | 1 | 1
2255 | 1 | 1 | 1
2256 | 1 | 1 | 1
2257 | 1 | 1 | 1
2258 | 1 | 1 | 1
2259 | 1 | 1 | 1
2260 | 1 | 1 | 1
2261 | 1 | 1 | 1
2262 | 1 | 1 | 1
2263 | 1 | 1 | 1
2264 | 1 | 1 | 1
2265 | 1 | 1 | 1
2266 | 1 | 1 | 1
2267 | 1 | 1 | 1
2268 | 1 | 1 | 1
2269 | 1 | 1 | 1
2270 | 1 | 1 | 1
2271 | 1 | 1 | 1
2272 | 1 | 1 | 1
2273 | 1 | 1 | 1
2274 | 1 | 1 | 1
2275 | 1 | 1 | 1
2276 | 1 | 1 | 1
2277 | 1 | 1 | 1
2278 | 1 | 1 | 1
2279 | 1 | 1 | 1
2280 | 1 | 1 | 1
2281 | 1 | 1 | 1
2282 | 1 | 1 | 1
2283 | 1 | 1 | 1
2284 | 1 | 1 | 1
2285 | 1 | 1 | 1
2286 | 1 | 1 | 1
2287 | 1 | 1 | 1
2288 | 1 | 1 | 1
2289 | 1 | 1 | 1
2290 | 1 | 1 | 1
2291 | 1 | 1 | 1
2292 | 1 | 1 | 1
2293 | 1 | 1 | 1
2294 | 1 | 1 | 1
2295 | 1 | 1 | 1
2296 | 1 | 1 | 1
2297 | 1 | 1 | 1
2298 | 1 | 1 | 1
2299 | 1 | 1 | 1
2300 | 1 | 1 | 1
2301 | 1 | 1 | 1
2302 | 1 | 1 | 1
2303 | 1 | 1 | 1
2304 | 1 | 1 | 1
2305 | 1 | 1 | 1
2306 | 1 | 1 | 1
2307 | 1 | 1 | 1
2308 | 1 | 1 | 1
2309 | 1 | 1 | 1
2310 | 1 | 1 | 1
2311 | 1 | 1 | 1
2312 | 1 | 1 | 1
2313 | 1 | 1 | 1
2314 | 1 | 1 | 1
2315 | 1 | 1 | 1
2316 | 1 | 1 | 1
2317 | 1 | 1 | 1
2318 | 1 | 1 | 1
2319 | 1 | 1 | 1
2320 | 1 | 1 | 1
2321 | 1 | 1 | 1
2322 | 1 | 1 | 1
2323 | 1 | 1 | 1
2324 | 1 | 1 | 1
2325 | 1 | 1 | 1
2326 | 1 | 1 | 1
2327 | 1 | 1 | 1
2328 | 1 | 1 | 1
2329 | 1 | 1 | 1
2330 | 1 | 1 | 1
2331 | 1 | 1 | 1
2332 | 1 | 1 | 1
2333 | 1 | 1 | 1
2334 | 1 | 1 | 1
2335 | 1 | 1 | 1
2336 | 1 | 1 | 1
2337 | 1 | 1 | 1
2338 | 1 | 1 | 1
2339 | 1 | 1 | 1
2340 | 1 | 1 | 1
2341 | 1 | 1 | 1
2342 | 1 | 1 | 1
2343 | 1 | 1 | 1
2344 | 1 | 1 | 1
2345 | 1 | 1 | 1
2346 | 1 | 1 | 1
2347 | 1 | 1 | 1
2348 | 1 | 1 | 1
2349 | 1 | 1 | 1
2350 | 1 | 1 | 1
2351 | 1 | 1 | 1
2352 | 1 | 1 | 1
2353 | 1 | 1 | 1
2354 | 1 | 1 | 1
2355 | 1 | 1 | 1
2356 | 1 | 1 | 1
2357 | 1 | 1 | 1
2358 | 1 | 1 | 1
2359 | 1 | 1 | 1
2360 | 1 | 1 | 1
2361 | 1 | 1 | 1
2362 | 1 | 1 | 1
2363 | 1 | 1 | 1
2364 | 1 | 1 | 1
2365 | 1 | 1 | 1
2366 | 1 | 1 | 1
2367 | 1 | 1 | 1
2368 | 1 | 1 | 1
2369 | 1 | 1 | 1
2370 | 1 | 1 | 1
2371 | 1 | 1 | 1
2372 | 1 | 1 | 1
2373 | 1 | 1 | 1
2374 | 1 | 1 | 1
2375 | 1 | 1 | 1
2376 | 1 | 1 | 1
2377 | 1 | 1 | 1
2378 | 1 | 1 | 1
2379 | 1 | 1 | 1
2380 | 1 | 1 | 1
2381 | 1 | 1 | 1
2382 | 1 | 1 | 1
2383 | 1 | 1 | 1
2384 | 1 | 1 | 1
2385 | 1 | 1 | 1
2386 | 1 | 1 | 1
2387 | 1 | 1 | 1
2388 | 1 | 1 | 1
2389 | 1 | 1 | 1
2390 | 1 | 1 | 1
2391 | 1 | 1 | 1
2392 | 1 | 1 | 1
2393 | 1 | 1 | 1
2394 | 1 | 1 | 1
2395 | 1 | 1 | 1
2396 | 1 | 1 | 1
2397 | 1 | 1 | 1
2398 | 1 | 1 | 1
2399 | 1 | 1 | 1
2400 | 1 | 1 | 1
2401 | 1 | 1 | 1
2402 | 1 | 1 | 1
2403 | 1 | 1 | 1
2404 | 1 | 1 | 1
2405 | 1 | 1 | 1
2406 | 1 | 1 | 1
2407 | 1 | 1 | 1
2408 | 1 | 1 | 1
2409 | 1 | 1 | 1
2410 | 1 | 1 | 1
2411 | 1 | 1 | 1
2412 | 1 | 1 | 1
2413 | 1 | 1 | 1
2414 | 1 | 1 | 1
2415 | 1 | 1 | 1
2416 | 1 | 1 | 1
2417 | 1 | 1 | 1
2418 | 1 | 1 | 1
2419 | 1 | 1 | 1
2420 | 1 | 1 | 1
2421 | 1 | 1 | 1
2422 | 1 | 1 | 1
2423 | 1 | 1 | 1
2424 | 1 | 1 | 1
2425 | 1 | 1 | 1
2426 | 1 | 1 | 1
2427 | 1 | 1 | 1
2428 | 1 | 1 | 1
2429 | 1 | 1 | 1
2430 | 1 | 1 | 1
2431 | 1 | 1 | 1
2432 | 1 | 1 | 1
2433 | 1 | 1 | 1
2434 | 1 | 1 | 1
2435 | 1 | 1 | 1
2436 | 1 | 1 | 1
2437 | 1 | 1 | 1
2438 | 1 | 1 | 1
2439 | 1 | 1 | 1
2440 | 1 | 1 | 1
2441 | 1 | 1 | 1
2442 | 1 | 1 | 1
2443 | 1 | 1 | 1
2444 | 1 | 1 | 1
2445 | 1 | 1 | 1
2446 | 1 | 1 | 1
2447 | 1 | 1 | 1
2448 | 1 | 1 | 1
2449 | 1 | 1 | 1
2450 | 1 | 1 | 1
2451 | 1 | 1 | 1
2452 | 1 | 1 | 1
2453 | 1 | 1 | 1
2454 | 1 | 1 | 1
2455 | 1 | 1 | 1
2456 | 1 | 1 | 1
2457 | 1 | 1 | 1
2458 | 1 | 1 | 1
2459 | 1 | 1 | 1
2460 | 1 | 1 | 1
2461 | 1 | 1 | 1
2462 | 1 | 1 | 1
2463 | 1 | 1 | 1
2464 | 1 | 1 | 1
2465 | 1 | 1 | 1
2466 | 1 | 1 | 1
2467 | 1 | 1 | 1
2468 | 1 | 1 | 1
2469 | 1 | 1 | 1
2470 | 1 | 1 | 1
2471 | 1 | 1 | 1
2472 | 1 | 1 | 1
2473 | 1 | 1 | 1
2474 | 1 | 1 | 1
2475 | 1 | 1 | 1
2476 | 1 | 1 | 1
2477 | 1 | 1 | 1
2478 | 1 | 1 | 1
2479 | 1 | 1 | 1
2480 | 1 | 1 | 1
2481 | 1 | 1 | 1
2482 | 1 | 1 | 1
2483 | 1 | 1 | 1
2484 | 1 | 1 | 1
2485 | 1 | 1 | 1
2486 | 1 | 1 | 1
2487 | 1 | 1 | 1
2488 | 1 | 1 | 1
2489 | 1 | 1 | 1
2490 | 1 | 1 | 1
2491 | 1 | 1 | 1
2492 | 1 | 1 | 1
2493 | 1 | 1 | 1
2494 | 1 | 1 | 1
2495 | 1 | 1 | 1
2496 | 1 | 1 | 1
2497 | 1 | 1 | 1
2498 | 1 | 1 | 1
2499 | 1 | 1 | 1
2500 | 1 | 1 | 1
2501 | 1 | 1 | 1
2502 | 1 | 1 | 1
2503 | 1 | 1 | 1
2504 | 1 | 1 | 1
2505 | 1 | 1 | 1
2506 | 1 | 1 | 1
2507 | 1 | 1 | 1
2508 | 1 | 1 | 1
2509 | 1 | 1 | 1
2510 | 1 | 1 | 1
2511 | 1 | 1 | 1
2512 | 1 | 1 | 1
2513 | 1 | 1 | 1
2514 | 1 | 1 | 1
2515 | 1 | 1 | 1
2516 | 1 | 1 | 1
2517 | 1 | 1 | 1
2518 | 1 | 1 | 1
2519 | 1 | 1 | 1
2520 | 1 | 1 | 1
2521 | 1 | 1 | 1
2522 | 1 | 1 | 1
2523 | 1 | 1 | 1
2524 | 1 | 1 | 1
2525 | 1 | 1 | 1
2526 | 1 | 1 | 1
2527 | 1 | 1 | 1
2528 | 1 | 1 | 1
2529 | 1 | 1 | 1
2530 | 1 | 1 | 1
2531 | 1 | 1 | 1
2532 | 1 | 1 | 1
2533 | 1 | 1 | 1
2534 | 1 | 1 | 1
2535 | 1 | 1 | 1
2536 | 1 | 1 | 1
2537 | 1 | 1 | 1
2538 | 1 | 1 | 1
2539 | 1 | 1 | 1
2540 | 1 | 1 | 1
2541 | 1 | 1 | 1
2542 | 1 | 1 | 1
2543 | 1 | 1 | 1
2544 | 1 | 1 | 1
2545 | 1 | 1 | 1
2546 | 1 | 1 | 1
2547 | 1 | 1 | 1
2548 | 1 | 1 | 1
2549 | 1 | 1 | 1
2550 | 1 | 1 | 1
2551 | 1 | 1 | 1
2552 | 1 | 1 | 1
2553 | 1 | 1 | 1
2554 | 1 | 1 | 1
2555 | 1 | 1 | 1
2556 | 1 | 1 | 1
2557 | 1 | 1 | 1
2558 | 1 | 1 | 1
2559 | 1 | 1 | 1
2560 | 1 | 1 | 1
2561 | 1 | 1 | 1
2562 | 1 | 1 | 1
2563 | 1 | 1 | 1
2564 | 1 | 1 | 1
2565 | 1 | 1 | 1
2566 | 1 | 1 | 1
2567 | 1 | 1 | 1
2568 | 1 | 1 | 1
2569 | 1 | 1 | 1
2570 | 1 | 1 | 1
2571 | 1 | 1 | 1
2572 | 1 | 1 | 1
2573 | 1 | 1 | 1
2574 | 1 | 1 | 1
2575 | 1 | 1 | 1
2576 | 1 | 1 | 1
2577 | 1 | 1 | 1
2578 | 1 | 1 | 1
2579 | 1 | 1 | 1
2580 | 1 | 1 | 1
2581 | 1 | 1 | 1
2582 | 1 | 1 | 1
2583 | 1 | 1 | 1
2584 | 1 | 1 | 1
2585 | 1 | 1 | 1
2586 | 1 | 1 | 1
2587 | 1 | 1 | 1
2588 | 1 | 1 | 1
2589 | 1 | 1 | 1
2590 | 1 | 1 | 1
2591 | 1 | 1 | 1
2592 | 1 | 1 | 1
2593 | 1 | 1 | 1
2594 | 1 | 1 | 1
2595 | 1 | 1 | 1
2596 | 1 | 1 | 1
2597 | 1 | 1 | 1
2598 | 1 | 1 | 1
2599 | 1 | 1 | 1
2600 | 1 | 1 | 1
2601 | 1 | 1 | 1
2602 | 1 | 1 | 1
2603 | 1 | 1 | 1
2604 | 1 | 1 | 1
2605 | 1 | 1 | 1
2606 | 1 | 1 | 1
2607 | 1 | 1 | 1
2608 | 1 | 1 | 1
2609 | 1 | 1 | 1
2610 | 1 | 1 | 1
2611 | 1 | 1 | 1
2612 | 1 | 1 | 1
2613 | 1 | 1 | 1
2614 | 1 | 1 | 1
2615 | 1 | 1 | 1
2616 | 1 | 1 | 1
2617 | 1 | 1 | 1
2618 | 1 | 1 | 1
2619 | 1 | 1 | 1
2620 | 1 | 1 | 1
2621 | 1 | 1 | 1
2622 | 1 | 1 | 1
2623 | 1 | 1 | 1
2624 | 1 | 1 | 1
2625 | 1 | 1 | 1
2626 | 1 | 1 | 1
2627 | 1 | 1 | 1
2628 | 1 | 1 | 1
2629 | 1 | 1 | 1
2630 | 1 | 1 | 1
2631 | 1 | 1 | 1
2632 | 1 | 1 | 1
2633 | 1 | 1 | 1
2634 | 1 | 1 | 1
2635 | 1 | 1 | 1
2636 | 1 | 1 | 1
2637 | 1 | 1 | 1
2638 | 1 | 1 | 1
2639 | 1 | 1 | 1
2640 | 1 | 1 | 1
2641 | 1 | 1 | 1
2642 | 1 | 1 | 1
2643 | 1 | 1 | 1
2644 | 1 | 1 | 1
2645 | 1 | 1 | 1
2646 | 1 | 1 | 1
2647 | 1 | 1 | 1
2648 | 1 | 1 | 1
2649 | 1 | 1 | 1
2650 | 1 | 1 | 1
2651 | 1 | 1 | 1
2652 | 1 | 1 | 1
2653 | 1 | 1 | 1
2654 | 1 | 1 | 1
2655 | 1 | 1 | 1
2656 | 1 | 1 | 1
2657 | 1 | 1 | 1
2658 | 1 | 1 | 1
2659 | 1 | 1 | 1
2660 | 1 | 1 | 1
2661 | 1 | 1 | 1
2662 | 1 | 1 | 1
2663 | 1 | 1 | 1
2664 | 1 | 1 | 1
2665 | 1 | 1 | 1
2666 | 1 | 1 | 1
2667 | 1 | 1 | 1
2668 | 1 | 1 | 1
2669 | 1 | 1 | 1
2670 | 1 | 1 | 1
2671 | 1 | 1 | 1
2672 | 1 | 1 | 1
2673 | 1 | 1 | 1
2674 | 1 | 1 | 1
2675 | 1 | 1 | 1
2676 | 1 | 1 | 1
2677 | 1 | 1 | 1
2678 | 1 | 1 | 1
2679 | 1 | 1 | 1
2680 | 1 | 1 | 1
2681 | 1 | 1 | 1
2682 | 1 | 1 | 1
2683 | 1 | 1 | 1
2684 | 1 | 1 | 1
2685 | 1 | 1 | 1
2686 | 1 | 1 | 1
2687 | 1 | 1 | 1
2688 | 1 | 1 | 1
2689 | 1 | 1 | 1
2690 | 1 | 1 | 1
2691 | 1 | 1 | 1
2692 | 1 | 1 | 1
2693 | 1 | 1 | 1
2694 | 1 | 1 | 1
2695 | 1 | 1 | 1
2696 | 1 | 1 | 1
2697 | 1 | 1 | 1
2698 | 1 | 1 | 1
2699 | 1 | 1 | 1
2700 | 1 | 1 | 1
2701 | 1 | 1 | 1
2702 | 1 | 1 | 1
2703 | 1 | 1 | 1
2704 | 1 | 1 | 1
2705 | 1 | 1 | 1
2706 | 1 | 1 | 1
2707 | 1 | 1 | 1
2708 | 1 | 1 | 1
2709 | 1 | 1 | 1
2710 | 1 | 1 | 1
2711 | 1 | 1 | 1
2712 | 1 | 1 | 1
2713 | 1 | 1 | 1
2714 | 1 | 1 | 1
2715 | 1 | 1 | 1
2716 | 1 | 1 | 1
2717 | 1 | 1 | 1
2718 | 1 | 1 | 1
2719 | 1 | 1 | 1
2720 | 1 | 1 | 1
2721 | 1 | 1 | 1
2722 | 1 | 1 | 1
2723 | 1 | 1 | 1
2724 | 1 | 1 | 1
2725 | 1 | 1 | 1
2726 | 1 | 1 | 1
2727 | 1 | 1 | 1
2728 | 1 | 1 | 1
2729 | 1 | 1 | 1
2730 | 1 | 1 | 1
2731 | 1 | 1 | 1
2732 | 1 | 1 | 1
2733 | 1 | 1 | 1
2734 | 1 | 1 | 1
2735 | 1 | 1 | 1
2736 | 1 | 1 | 1
2737 | 1 | 1 | 1
2738 | 1 | 1 | 1
2739 | 1 | 1 | 1
2740 | 1 | 1 | 1
2741 | 1 | 1 | 1
2742 | 1 | 1 | 1
2743 | 1 | 1 | 1
2744 | 1 | 1 | 1
2745 | 1 | 1 | 1
2746 | 1 | 1 | 1
2747 | 1 | 1 | 1
2748 | 1 | 1 | 1
2749 | 1 | 1 | 1
2750 | 1 | 1 | 1
2751 | 1 | 1 | 1
2752 | 1 | 1 | 1
2753 | 1 | 1 | 1
2754 | 1 | 1 | 1
2755 | 1 | 1 | 1
2756 | 1 | 1 | 1
2757 | 1 | 1 | 1
2758 | 1 | 1 | 1
2759 | 1 | 1 | 1
2760 | 1 | 1 | 1
2761 | 1 | 1 | 1
2762 | 1 | 1 | 1
2763 | 1 | 1 | 1
2764 | 1 | 1 | 1
2765 | 1 | 1 | 1
2766 | 1 | 1 | 1
2767 | 1 | 1 | 1
2768 | 1 | 1 | 1
2769 | 1 | 1 | 1
2770 | 1 | 1 | 1
2771 | 1 | 1 | 1
2772 | 1 | 1 | 1
2773 | 1 | 1 | 1
2774 | 1 | 1 | 1
2775 | 1 | 1 | 1
2776 | 1 | 1 | 1
2777 | 1 | 1 | 1
2778 | 1 | 1 | 1
2779 | 1 | 1 | 1
2780 | 1 | 1 | 1
2781 | 1 | 1 | 1
2782 | 1 | 1 | 1
2783 | 1 | 1 | 1
2784 | 1 | 1 | 1
2785 | 1 | 1 | 1
2786 | 1 | 1 | 1
2787 | 1 | 1 | 1
2788 | 1 | 1 | 1
2789 | 1 | 1 | 1
2790 | 1 | 1 | 1
2791 | 1 | 1 | 1
2792 | 1 | 1 | 1
2793 | 1 | 1 | 1
2794 | 1 | 1 | 1
2795 | 1 | 1 | 1
2796 | 1 | 1 | 1
2797 | 1 | 1 | 1
2798 | 1 | 1 | 1
2799 | 1 | 1 | 1
2800 | 1 | 1 | 1
2801 | 1 | 1 | 1
2802 | 1 | 1 | 1
2803 | 1 | 1 | 1
2804 | 1 | 1 | 1
2805 | 1 | 1 | 1
2806 | 1 | 1 | 1
2807 | 1 | 1 | 1
2808 | 1 | 1 | 1
2809 | 1 | 1 | 1
2810 | 1 | 1 | 1
2811 | 1 | 1 | 1
2812 | 1 | 1 | 1
2813 | 1 | 1 | 1
2814 | 1 | 1 | 1
2815 | 1 | 1 | 1
2816 | 1 | 1 | 1
2817 | 1 | 1 | 1
2818 | 1 | 1 | 1
2819 | 1 | 1 | 1
2820 | 1 | 1 | 1
2821 | 1 | 1 | 1
2822 | 1 | 1 | 1
2823 | 1 | 1 | 1
2824 | 1 | 1 | 1
2825 | 1 | 1 | 1
2826 | 1 | 1 | 1
2827 | 1 | 1 | 1
2828 | 1 | 1 | 1
2829 | 1 | 1 | 1
2830 | 1 | 1 | 1
2831 | 1 | 1 | 1
2832 | 1 | 1 | 1
2833 | 1 | 1 | 1
2834 | 1 | 1 | 1
2835 | 1 | 1 | 1
2836 | 1 | 1 | 1
2837 | 1 | 1 | 1
2838 | 1 | 1 | 1
2839 | 1 | 1 | 1
2840 | 1 | 1 | 1
2841 | 1 | 1 | 1
2842 | 1 | 1 | 1
2843 | 1 | 1 | 1
2844 | 1 | 1 | 1
2845 | 1 | 1 | 1
2846 | 1 | 1 | 1
2847 | 1 | 1 | 1
2848 | 1 | 1 | 1
2849 | 1 | 1 | 1
2850 | 1 | 1 | 1
2851 | 1 | 1 | 1
2852 | 1 | 1 | 1
2853 | 1 | 1 | 1
2854 | 1 | 1 | 1
2855 | 1 | 1 | 1
2856 | 1 | 1 | 1
2857 | 1 | 1 | 1
2858 | 1 | 1 | 1
2859 | 1 | 1 | 1
2860 | 1 | 1 | 1
2861 | 1 | 1 | 1
2862 | 1 | 1 | 1
2863 | 1 | 1 | 1
2864 | 1 | 1 | 1
2865 | 1 | 1 | 1
2866 | 1 | 1 | 1
2867 | 1 | 1 | 1
2868 | 1 | 1 | 1
2869 | 1 | 1 | 1
2870 | 1 | 1 | 1
2871 | 1 | 1 | 1
2872 | 1 | 1 | 1
2873 | 1 | 1 | 1
2874 | 1 | 1 | 1
2875 | 1 | 1 | 1
2876 | 1 | 1 | 1
2877 | 1 | 1 | 1
2878 | 1 | 1 | 1
2879 | 1 | 1 | 1
2880 | 1 | 1 | 1
2881 | 1 | 1 | 1
2882 | 1 | 1 | 1
2883 | 1 | 1 | 1
2884 | 1 | 1 | 1
2885 | 1 | 1 | 1
2886 | 1 | 1 | 1
2887 | 1 | 1 | 1
2888 | 1 | 1 | 1
2889 | 1 | 1 | 1
2890 | 1 | 1 | 1
2891 | 1 | 1 | 1
2892 | 1 | 1 | 1
2893 | 1 | 1 | 1
2894 | 1 | 1 | 1
2895 | 1 | 1 | 1
2896 | 1 | 1 | 1
2897 | 1 | 1 | 1
2898 | 1 | 1 | 1
2899 | 1 | 1 | 1
2900 | 1 | 1 | 1
2901 | 1 | 1 | 1
2902 | 1 | 1 | 1
2903 | 1 | 1 | 1
2904 | 1 | 1 | 1
2905 | 1 | 1 | 1
2906 | 1 | 1 | 1
2907 | 1 | 1 | 1
2908 | 1 | 1 | 1
2909 | 1 | 1 | 1
2910 | 1 | 1 | 1
2911 | 1 | 1 | 1
2912 | 1 | 1 | 1
2913 | 1 | 1 | 1
2914 | 1 | 1 | 1
2915 | 1 | 1 | 1
2916 | 1 | 1 | 1
2917 | 1 | 1 | 1
2918 | 1 | 1 | 1
2919 | 1 | 1 | 1
2920 | 1 | 1 | 1
2921 | 1 | 1 | 1
2922 | 1 | 1 | 1
2923 | 1 | 1 | 1
2924 | 1 | 1 | 1
2925 | 1 | 1 | 1
2926 | 1 | 1 | 1
2927 | 1 | 1 | 1
2928 | 1 | 1 | 1
2929 | 1 | 1 | 1
2930 | 1 | 1 | 1
2931 | 1 | 1 | 1
2932 | 1 | 1 | 1
2933 | 1 | 1 | 1
2934 | 1 | 1 | 1
2935 | 1 | 1 | 1
2936 | 1 | 1 | 1
2937 | 1 | 1 | 1
2938 | 1 | 1 | 1
2939 | 1 | 1 | 1
2940 | 1 | 1 | 1
2941 | 1 | 1 | 1
2942 | 1 | 1 | 1
2943 | 1 | 1 | 1
2944 | 1 | 1 | 1
2945 | 1 | 1 | 1
2946 | 1 | 1 | 1
2947 | 1 | 1 | 1
2948 | 1 | 1 | 1
2949 | 1 | 1 | 1
2950 | 1 | 1 | 1
2951 | 1 | 1 | 1
2952 | 1 | 1 | 1
2953 | 1 | 1 | 1
2954 | 1 | 1 | 1
2955 | 1 | 1 | 1
2956 | 1 | 1 | 1
2957 | 1 | 1 | 1
2958 | 1 | 1 | 1
2959 | 1 | 1 | 1
2960 | 1 | 1 | 1
2961 | 1 | 1 | 1
2962 | 1 | 1 | 1
2963 | 1 | 1 | 1
2964 | 1 | 1 | 1
2965 | 1 | 1 | 1
2966 | 1 | 1 | 1
2967 | 1 | 1 | 1
2968 | 1 | 1 | 1
2969 | 1 | 1 | 1
2970 | 1 | 1 | 1
2971 | 1 | 1 | 1
2972 | 1 | 1 | 1
2973 | 1 | 1 | 1
2974 | 1 | 1 | 1
2975 | 1 | 1 | 1
2976 | 1 | 1 | 1
2977 | 1 | 1 | 1
2978 | 1 | 1 | 1
2979 | 1 | 1 | 1
2980 | 1 | 1 | 1
2981 | 1 | 1 | 1
2982 | 1 | 1 | 1
2983 | 1 | 1 | 1
2984 | 1 | 1 | 1
2985 | 1 | 1 | 1
2986 | 1 | 1 | 1
2987 | 1 | 1 | 1
2988 | 1 | 1 | 1
2989 | 1 | 1 | 1
2990 | 1 | 1 | 1
2991 | 1 | 1 | 1
2992 | 1 | 1 | 1
2993 | 1 | 1 | 1
2994 | 1 | 1 | 1
2995 | 1 | 1 | 1
2996 | 1 | 1 | 1
2997 | 1 | 1 | 1
2998 | 1 | 1 | 1
2999 | 1 | 1 | 1
3000 | 1 | 1 | 1
3001 | 1 | 1 | 1
3002 | 1 | 1 | 1
3003 | 1 | 1 | 1
3004 | 1 | 1 | 1
3005 | 1 | 1 | 1
3006 | 1 | 1 | 1
3007 | 1 | 1 | 1
3008 | 1 | 1 | 1
3009 | 1 | 1 | 1
3010 | 1 | 1 | 1
3011 | 1 | 1 | 1
3012 | 1 | 1 | 1
3013 | 1 | 1 | 1
3014 | 1 | 1 | 1
3015 | 1 | 1 | 1
3016 | 1 | 1 | 1
3017 | 1 | 1 | 1
3018 | 1 | 1 | 1
3019 | 1 | 1 | 1
3020 | 1 | 1 | 1
3021 | 1 | 1 | 1
3022 | 1 | 1 | 1
3023 | 1 | 1 | 1
3024 | 1 | 1 | 1
3025 | 1 | 1 | 1
3026 | 1 | 1 | 1
3027 | 1 | 1 | 1
3028 | 1 | 1 | 1
3029 | 1 | 1 | 1
3030 | 1 | 1 | 1
3031 | 1 | 1 | 1
3032 | 1 | 1 | 1
3033 | 1 | 1 | 1
3034 | 1 | 1 | 1
3035 | 1 | 1 | 1
3036 | 1 | 1 | 1
3037 | 1 | 1 | 1
3038 | 1 | 1 | 1
3039 | 1 | 1 | 1
3040 | 1 | 1 | 1
3041 | 1 | 1 | 1
3042 | 1 | 1 | 1
3043 | 1 | 1 | 1
3044 | 1 | 1 | 1
3045 | 1 | 1 | 1
3046 | 1 | 1 | 1
3047 | 1 | 1 | 1
3048 | 1 | 1 | 1
3049 | 1 | 1 | 1
3050 | 1 | 1 | 1
3051 | 1 | 1 | 1
3052 | 1 | 1 | 1
3053 | 1 | 1 | 1
3054 | 1 | 1 | 1
3055 | 1 | 1 | 1
3056 | 1 | 1 | 1
3057 | 1 | 1 | 1
3058 | 1 | 1 | 1
3059 | 1 | 1 | 1
3060 | 1 | 1 | 1
3061 | 1 | 1 | 1
3062 | 1 | 1 | 1
3063 | 1 | 1 | 1
3064 | 1 | 1 | 1
3065 | 1 | 1 | 1
3066 | 1 | 1 | 1
3067 | 1 | 1 | 1
3068 | 1 | 1 | 1
3069 | 1 | 1 | 1
3070 | 1 | 1 | 1
3071 | 1 | 1 | 1
3072 | 1 | 1 | 1
3073 | 1 | 1 | 1
3074 | 1 | 1 | 1
3075 | 1 | 1 | 1
3076 | 1 | 1 | 1
3077 | 1 | 1 | 1
3078 | 1 | 1 | 1
3079 | 1 | 1 | 1
3080 | 1 | 1 | 1
3081 | 1 | 1 | 1
3082 | 1 | 1 | 1
3083 | 1 | 1 | 1
3084 | 1 | 1 | 1
3085 | 1 | 1 | 1
3086 | 1 | 1 | 1
3087 | 1 | 1 | 1
3088 | 1 | 1 | 1
3089 | 1 | 1 | 1
3090 | 1 | 1 | 1
3091 | 1 | 1 | 1
3092 | 1 | 1 | 1
3093 | 1 | 1 | 1
3094 | 1 | 1 | 1
3095 | 1 | 1 | 1
3096 | 1 | 1 | 1
3097 | 1 | 1 | 1
3098 | 1 | 1 | 1
3099 | 1 | 1 | 1
3100 | 1 | 1 | 1
3101 | 1 | 1 | 1
3102 | 1 | 1 | 1
3103 | 1 | 1 | 1
3104 | 1 | 1 | 1
3105 | 1 | 1 | 1
3106 | 1 | 1 | 1
3107 | 1 | 1 | 1
3108 | 1 | 1 | 1
3109 | 1 | 1 | 1
3110 | 1 | 1 | 1
3111 | 1 | 1 | 1
3112 | 1 | 1 | 1
3113 | 1 | 1 | 1
3114 | 1 | 1 | 1
3115 | 1 | 1 | 1
3116 | 1 | 1 | 1
3117 | 1 | 1 | 1
3118 | 1 | 1 | 1
3119 | 1 | 1 | 1
3120 | 1 | 1 | 1
3121 | 1 | 1 | 1
3122 | 1 | 1 | 1
3123 | 1 | 1 | 1
3124 | 1 | 1 | 1
3125 | 1 | 1 | 1
3126 | 1 | 1 | 1
3127 | 1 | 1 | 1
3128 | 1 | 1 | 1
3129 | 1 | 1 | 1
3130 | 1 | 1 | 1
3131 | 1 | 1 | 1
3132 | 1 | 1 | 1
3133 | 1 | 1 | 1
3134 | 1 | 1 | 1
3135 | 1 | 1 | 1
3136 | 1 | 1 | 1
3137 | 1 | 1 | 1
3138 | 1 | 1 | 1
3139 | 1 | 1 | 1
3140 | 1 | 1 | 1
3141 | 1 | 1 | 1
3142 | 1 | 1 | 1
3143 | 1 | 1 | 1
3144 | 1 | 1 | 1
3145 | 1 | 1 | 1
3146 | 1 | 1 | 1
3147 | 1 | 1 | 1
3148 | 1 | 1 | 1
3149 | 1 | 1 | 1
3150 | 1 | 1 | 1
3151 | 1 | 1 | 1
3152 | 1 | 1 | 1
3153 | 1 | 1 | 1
3154 | 1 | 1 | 1
3155 | 1 | 1 | 1
3156 | 1 | 1 | 1
3157 | 1 | 1 | 1
3158 | 1 | 1 | 1
3159 | 1 | 1 | 1
3160 | 1 | 1 | 1
3161 | 1 | 1 | 1
3162 | 1 | 1 | 1
3163 | 1 | 1 | 1
3164 | 1 | 1 | 1
3165 | 1 | 1 | 1
3166 | 1 | 1 | 1
3167 | 1 | 1 | 1
3168 | 1 | 1 | 1
3169 | 1 | 1 | 1
3170 | 1 | 1 | 1
3171 | 1 | 1 | 1
3172 | 1 | 1 | 1
3173 | 1 | 1 | 1
3174 | 1 | 1 | 1
3175 | 1 | 1 | 1
3176 | 1 | 1 | 1
3177 | 1 | 1 | 1
3178 | 1 | 1 | 1
3179 | 1 | 1 | 1
3180 | 1 | 1 | 1
3181 | 1 | 1 | 1
3182 | 1 | 1 | 1
3183 | 1 | 1 | 1
3184 | 1 | 1 | 1
3185 | 1 | 1 | 1
3186 | 1 | 1 | 1
3187 | 1 | 1 | 1
3188 | 1 | 1 | 1
3189 | 1 | 1 | 1
3190 | 1 | 1 | 1
3191 | 1 | 1 | 1
3192 | 1 | 1 | 1
3193 | 1 | 1 | 1
3194 | 1 | 1 | 1
3195 | 1 | 1 | 1
3196 | 1 | 1 | 1
3197 | 1 | 1 | 1
3198 | 1 | 1 | 1
3199 | 1 | 1 | 1
3200 | 1 | 1 | 1
3201 | 1 | 1 | 1
3202 | 1 | 1 | 1
3203 | 1 | 1 | 1
3204 | 1 | 1 | 1
3205 | 1 | 1 | 1
3206 | 1 | 1 | 1
3207 | 1 | 1 | 1
3208 | 1 | 1 | 1
3209 | 1 | 1 | 1
3210 | 1 | 1 | 1
3211 | 1 | 1 | 1
3212 | 1 | 1 | 1
3213 | 1 | 1 | 1
3214 | 1 | 1 | 1
3215 | 1 | 1 | 1
3216 | 1 | 1 | 1
3217 | 1 | 1 | 1
3218 | 1 | 1 | 1
3219 | 1 | 1 | 1
3220 | 1 | 1 | 1
3221 | 1 | 1 | 1
3222 | 1 | 1 | 1
3223 | 1 | 1 | 1
3224 | 1 | 1 | 1
3225 | 1 | 1 | 1
3226 | 1 | 1 | 1
3227 | 1 | 1 | 1
3228 | 1 | 1 | 1
3229 | 1 | 1 | 1
3230 | 1 | 1 | 1
3231 | 1 | 1 | 1
3232 | 1 | 1 | 1
3233 | 1 | 1 | 1
3234 | 1 | 1 | 1
3235 | 1 | 1 | 1
3236 | 1 | 1 | 1
3237 | 1 | 1 | 1
3238 | 1 | 1 | 1
3239 | 1 | 1 | 1
3240 | 1 | 1 | 1
3241 | 1 | 1 | 1
3242 | 1 | 1 | 1
3243 | 1 | 1 | 1
3244 | 1 | 1 | 1
3245 | 1 | 1 | 1
3246 | 1 | 1 | 1
3247 | 1 | 1 | 1
3248 | 1 | 1 | 1
3249 | 1 | 1 | 1
3250 | 1 | 1 | 1
3251 | 1 | 1 | 1
3252 | 1 | 1 | 1
3253 | 1 | 1 | 1
3254 | 1 | 1 | 1
3255 | 1 | 1 | 1
3256 | 1 | 1 | 1
3257 | 1 | 1 | 1
3258 | 1 | 1 | 1
3259 | 1 | 1 | 1
3260 | 1 | 1 | 1
3261 | 1 | 1 | 1
3262 | 1 | 1 | 1
3263 | 1 | 1 | 1
3264 | 1 | 1 | 1
3265 | 1 | 1 | 1
3266 | 1 | 1 | 1
3267 | 1 | 1 | 1
3268 | 1 | 1 | 1
3269 | 1 | 1 | 1
3270 | 1 | 1 | 1
3271 | 1 | 1 | 1
3272 | 1 | 1 | 1
3273 | 1 | 1 | 1
3274 | 1 | 1 | 1
3275 | 1 | 1 | 1
3276 | 1 | 1 | 1
3277 | 1 | 1 | 1
3278 | 1 | 1 | 1
3279 | 1 | 1 | 1
3280 | 1 | 1 | 1
3281 | 1 | 1 | 1
3282 | 1 | 1 | 1
3283 | 1 | 1 | 1
3284 | 1 | 1 | 1
3285 | 1 | 1 | 1
3286 | 1 | 1 | 1
3287 | 1 | 1 | 1
3288 | 1 | 1 | 1
3289 | 1 | 1 | 1
3290 | 1 | 1 | 1
3291 | 1 | 1 | 1
3292 | 1 | 1 | 1
3293 | 1 | 1 | 1
3294 | 1 | 1 | 1
3295 | 1 | 1 | 1
3296 | 1 | 1 | 1
3297 | 1 | 1 | 1
3298 | 1 | 1 | 1
3299 | 1 | 1 | 1
3300 | 1 | 1 | 1
3301 | 1 | 1 | 1
3302 | 1 | 1 | 1
3303 | 1 | 1 | 1
3304 | 1 | 1 | 1
3305 | 1 | 1 | 1
3306 | 1 | 1 | 1
3307 | 1 | 1 | 1
3308 | 1 | 1 | 1
3309 | 1 | 1 | 1
3310 | 1 | 1 | 1
3311 | 1 | 1 | 1
3312 | 1 | 1 | 1
3313 | 1 | 1 | 1
3314 | 1 | 1 | 1
3315 | 1 | 1 | 1
3316 | 1 | 1 | 1
3317 | 1 | 1 | 1
3318 | 1 | 1 | 1
3319 | 1 | 1 | 1
3320 | 1 | 1 | 1
3321 | 1 | 1 | 1
3322 | 1 | 1 | 1
3323 | 1 | 1 | 1
3324 | 1 | 1 | 1
3325 | 1 | 1 | 1
3326 | 1 | 1 | 1
3327 | 1 | 1 | 1
3328 | 1 | 1 | 1
3329 | 1 | 1 | 1
3330 | 1 | 1 | 1
3331 | 1 | 1 | 1
3332 | 1 | 1 | 1
3333 | 1 | 1 | 1
3334 | 1 | 1 | 1
3335 | 1 | 1 | 1
3336 | 1 | 1 | 1
3337 | 1 | 1 | 1
3338 | 1 | 1 | 1
3339 | 1 | 1 | 1
3340 | 1 | 1 | 1
3341 | 1 | 1 | 1
3342 | 1 | 1 | 1
3343 | 1 | 1 | 1
3344 | 1 | 1 | 1
3345 | 1 | 1 | 1
3346 | 1 | 1 | 1
3347 | 1 | 1 | 1
3348 | 1 | 1 | 1
3349 | 1 | 1 | 1
3350 | 1 | 1 | 1
3351 | 1 | 1 | 1
3352 | 1 | 1 | 1
3353 | 1 | 1 | 1
3354 | 1 | 1 | 1
3355 | 1 | 1 | 1
3356 | 1 | 1 | 1
3357 | 1 | 1 | 1
3358 | 1 | 1 | 1
3359 | 1 | 1 | 1
3360 | 1 | 1 | 1
3361 | 1 | 1 | 1
3362 | 1 | 1 | 1
3363 | 1 | 1 | 1
3364 | 1 | 1 | 1
3365 | 1 | 1 | 1
3366 | 1 | 1 | 1
3367 | 1 | 1 | 1
3368 | 1 | 1 | 1
3369 | 1 | 1 | 1
3370 | 1 | 1 | 1
3371 | 1 | 1 | 1
3372 | 1 | 1 | 1
3373 | 1 | 1 | 1
3374 | 1 | 1 | 1
3375 | 1 | 1 | 1
3376 | 1 | 1 | 1
3377 | 1 | 1 | 1
3378 | 1 | 1 | 1
3379 | 1 | 1 | 1
3380 | 1 | 1 | 1
3381 | 1 | 1 | 1
3382 | 1 | 1 | 1
3383 | 1 | 1 | 1
3384 | 1 | 1 | 1
3385 | 1 | 1 | 1
3386 | 1 | 1 | 1
3387 | 1 | 1 | 1
3388 | 1 | 1 | 1
3389 | 1 | 1 | 1
3390 | 1 | 1 | 1
3391 | 1 | 1 | 1
3392 | 1 | 1 | 1
3393 | 1 | 1 | 1
3394 | 1 | 1 | 1
3395 | 1 | 1 | 1
3396 | 1 | 1 | 1
3397 | 1 | 1 | 1
3398 | 1 | 1 | 1
3399 | 1 | 1 | 1
3400 | 1 | 1 | 1
3401 | 1 | 1 | 1
3402 | 1 | 1 | 1
3403 | 1 | 1 | 1
3404 | 1 | 1 | 1
3405 | 1 | 1 | 1
3406 | 1 | 1 | 1
3407 | 1 | 1 | 1
3408 | 1 | 1 | 1
3409 | 1 | 1 | 1
3410 | 1 | 1 | 1
3411 | 1 | 1 | 1
3412 | 1 | 1 | 1
3413 | 1 | 1 | 1
3414 | 1 | 1 | 1
3415 | 1 | 1 | 1
3416 | 1 | 1 | 1
3417 | 1 | 1 | 1
3418 | 1 | 1 | 1
3419 | 1 | 1 | 1
3420 | 1 | 1 | 1
3421 | 1 | 1 | 1
3422 | 1 | 1 | 1
3423 | 1 | 1 | 1
3424 | 1 | 1 | 1
3425 | 1 | 1 | 1
3426 | 1 | 1 | 1
3427 | 1 | 1 | 1
3428 | 1 | 1 | 1
3429 | 1 | 1 | 1
3430 | 1 | 1 | 1
3431 | 1 | 1 | 1
3432 | 1 | 1 | 1
3433 | 1 | 1 | 1
3434 | 1 | 1 | 1
3435 | 1 | 1 | 1
3436 | 1 | 1 | 1
3437 | 1 | 1 | 1
3438 | 1 | 1 | 1
3439 | 1 | 1 | 1
3440 | 1 | 1 | 1
3441 | 1 | 1 | 1
3442 | 1 | 1 | 1
3443 | 1 | 1 | 1
3444 | 1 | 1 | 1
3445 | 1 | 1 | 1
3446 | 1 | 1 | 1
3447 | 1 | 1 | 1
3448 | 1 | 1 | 1
3449 | 1 | 1 | 1
3450 | 1 | 1 | 1
3451 | 1 | 1 | 1
3452 | 1 | 1 | 1
3453 | 1 | 1 | 1
3454 | 1 | 1 | 1
3455 | 1 | 1 | 1
3456 | 1 | 1 | 1
3457 | 1 | 1 | 1
3458 | 1 | 1 | 1
3459 | 1 | 1 | 1
3460 | 1 | 1 | 1
3461 | 1 | 1 | 1
3462 | 1 | 1 | 1
3463 | 1 | 1 | 1
3464 | 1 | 1 | 1
3465 | 1 | 1 | 1
3466 | 1 | 1 | 1
3467 | 1 | 1 | 1
3468 | 1 | 1 | 1
3469 | 1 | 1 | 1
3470 | 1 | 1 | 1
3471 | 1 | 1 | 1
3472 | 1 | 1 | 1
3473 | 1 | 1 | 1
3474 | 1 | 1 | 1
3475 | 1 | 1 | 1
3476 | 1 | 1 | 1
3477 | 1 | 1 | 1
3478 | 1 | 1 | 1
3479 | 1 | 1 | 1
3480 | 1 | 1 | 1
3481 | 1 | 1 | 1
3482 | 1 | 1 | 1
3483 | 1 | 1 | 1
3484 | 1 | 1 | 1
3485 | 1 | 1 | 1
3486 | 1 | 1 | 1
3487 | 1 | 1 | 1
3488 | 1 | 1 | 1
3489 | 1 | 1 | 1
3490 | 1 | 1 | 1
3491 | 1 | 1 | 1
3492 | 1 | 1 | 1
3493 | 1 | 1 | 1
3494 | 1 | 1 | 1
3495 | 1 | 1 | 1
3496 | 1 | 1 | 1
3497 | 1 | 1 | 1
3498 | 1 | 1 | 1
3499 | 1 | 1 | 1
3500 | 1 | 1 | 1
3501 | 1 | 1 | 1
3502 | 1 | 1 | 1
3503 | 1 | 1 | 1
3504 | 1 | 1 | 1
3505 | 1 | 1 | 1
3506 | 1 | 1 | 1
3507 | 1 | 1 | 1
3508 | 1 | 1 | 1
3509 | 1 | 1 | 1
3510 | 1 | 1 | 1
3511 | 1 | 1 | 1
3512 | 1 | 1 | 1
3513 | 1 | 1 | 1
3514 | 1 | 1 | 1
3515 | 1 | 1 | 1
3516 | 1 | 1 | 1
3517 | 1 | 1 | 1
3518 | 1 | 1 | 1
3519 | 1 | 1 | 1
3520 | 1 | 1 | 1
3521 | 1 | 1 | 1
3522 | 1 | 1 | 1
3523 | 1 | 1 | 1
3524 | 1 | 1 | 1
3525 | 1 | 1 | 1
3526 | 1 | 1 | 1
3527 | 1 | 1 | 1
3528 | 1 | 1 | 1
3529 | 1 | 1 | 1
3530 | 1 | 1 | 1
3531 | 1 | 1 | 1
3532 | 1 | 1 | 1
3533 | 1 | 1 | 1
3534 | 1 | 1 | 1
3535 | 1 | 1 | 1
3536 | 1 | 1 | 1
3537 | 1 | 1 | 1
3538 | 1 | 1 | 1
3539 | 1 | 1 | 1
3540 | 1 | 1 | 1
3541 | 1 | 1 | 1
3542 | 1 | 1 | 1
3543 | 1 | 1 | 1
3544 | 1 | 1 | 1
3545 | 1 | 1 | 1
3546 | 1 | 1 | 1
3547 | 1 | 1 | 1
3548 | 1 | 1 | 1
3549 | 1 | 1 | 1
3550 | 1 | 1 | 1
3551 | 1 | 1 | 1
3552 | 1 | 1 | 1
3553 | 1 | 1 | 1
3554 | 1 | 1 | 1
3555 | 1 | 1 | 1
3556 | 1 | 1 | 1
3557 | 1 | 1 | 1
3558 | 1 | 1 | 1
3559 | 1 | 1 | 1
3560 | 1 | 1 | 1
3561 | 1 | 1 | 1
3562 | 1 | 1 | 1
3563 | 1 | 1 | 1
3564 | 1 | 1 | 1
3565 | 1 | 1 | 1
3566 | 1 | 1 | 1
3567 | 1 | 1 | 1
3568 | 1 | 1 | 1
3569 | 1 | 1 | 1
3570 | 1 | 1 | 1
3571 | 1 | 1 | 1
3572 | 1 | 1 | 1
3573 | 1 | 1 | 1
3574 | 1 | 1 | 1
3575 | 1 | 1 | 1
3576 | 1 | 1 | 1
3577 | 1 | 1 | 1
3578 | 1 | 1 | 1
3579 | 1 | 1 | 1
3580 | 1 | 1 | 1
3581 | 1 | 1 | 1
3582 | 1 | 1 | 1
3583 | 1 | 1 | 1
3584 | 1 | 1 | 1
3585 | 1 | 1 | 1
3586 | 1 | 1 | 1
3587 | 1 | 1 | 1
3588 | 1 | 1 | 1
3589 | 1 | 1 | 1
3590 | 1 | 1 | 1
3591 | 1 | 1 | 1
3592 | 1 | 1 | 1
3593 | 1 | 1 | 1
3594 | 1 | 1 | 1
3595 | 1 | 1 | 1
3596 | 1 | 1 | 1
3597 | 1 | 1 | 1
3598 | 1 | 1 | 1
3599 | 1 | 1 | 1
3600 | 1 | 1 | 1
3601 | 1 | 1 | 1
3602 | 1 | 1 | 1
3603 | 1 | 1 | 1
3604 | 1 | 1 | 1
3605 | 1 | 1 | 1
3606 | 1 | 1 | 1
3607 | 1 | 1 | 1
3608 | 1 | 1 | 1
3609 | 1 | 1 | 1
3610 | 1 | 1 | 1
3611 | 1 | 1 | 1
3612 | 1 | 1 | 1
3613 | 1 | 1 | 1
3614 | 1 | 1 | 1
3615 | 1 | 1 | 1
3616 | 1 | 1 | 1
3617 | 1 | 1 | 1
3618 | 1 | 1 | 1
3619 | 1 | 1 | 1
3620 | 1 | 1 | 1
3621 | 1 | 1 | 1
3622 | 1 | 1 | 1
3623 | 1 | 1 | 1
3624 | 1 | 1 | 1
3625 | 1 | 1 | 1
3626 | 1 | 1 | 1
3627 | 1 | 1 | 1
3628 | 1 | 1 | 1
3629 | 1 | 1 | 1
3630 | 1 | 1 | 1
3631 | 1 | 1 | 1
3632 | 1 | 1 | 1
3633 | 1 | 1 | 1
3634 | 1 | 1 | 1
3635 | 1 | 1 | 1
3636 | 1 | 1 | 1
3637 | 1 | 1 | 1
3638 | 1 | 1 | 1
3639 | 1 | 1 | 1
3640 | 1 | 1 | 1
3641 | 1 | 1 | 1
3642 | 1 | 1 | 1
3643 | 1 | 1 | 1
3644 | 1 | 1 | 1
3645 | 1 | 1 | 1
3646 | 1 | 1 | 1
3647 | 1 | 1 | 1
3648 | 1 | 1 | 1
3649 | 1 | 1 | 1
3650 | 1 | 1 | 1
3651 | 1 | 1 | 1
3652 | 1 | 1 | 1
3653 | 1 | 1 | 1
3654 | 1 | 1 | 1
3655 | 1 | 1 | 1
3656 | 1 | 1 | 1
3657 | 1 | 1 | 1
3658 | 1 | 1 | 1
3659 | 1 | 1 | 1
3660 | 1 | 1 | 1
3661 | 1 | 1 | 1
3662 | 1 | 1 | 1
3663 | 1 | 1 | 1
3664 | 1 | 1 | 1
3665 | 1 | 1 | 1
3666 | 1 | 1 | 1
3667 | 1 | 1 | 1
3668 | 1 | 1 | 1
3669 | 1 | 1 | 1
3670 | 1 | 1 | 1
3671 | 1 | 1 | 1
3672 | 1 | 1 | 1
3673 | 1 | 1 | 1
3674 | 1 | 1 | 1
3675 | 1 | 1 | 1
3676 | 1 | 1 | 1
3677 | 1 | 1 | 1
3678 | 1 | 1 | 1
3679 | 1 | 1 | 1
3680 | 1 | 1 | 1
3681 | 1 | 1 | 1
3682 | 1 | 1 | 1
3683 | 1 | 1 | 1
3684 | 1 | 1 | 1
3685 | 1 | 1 | 1
3686 | 1 | 1 | 1
3687 | 1 | 1 | 1
3688 | 1 | 1 | 1
3689 | 1 | 1 | 1
3690 | 1 | 1 | 1
3691 | 1 | 1 | 1
3692 | 1 | 1 | 1
3693 | 1 | 1 | 1
3694 | 1 | 1 | 1
3695 | 1 | 1 | 1
3696 | 1 | 1 | 1
3697 | 1 | 1 | 1
3698 | 1 | 1 | 1
3699 | 1 | 1 | 1
3700 | 1 | 1 | 1
3701 | 1 | 1 | 1
3702 | 1 | 1 | 1
3703 | 1 | 1 | 1
3704 | 1 | 1 | 1
3705 | 1 | 1 | 1
3706 | 1 | 1 | 1
3707 | 1 | 1 | 1
3708 | 1 | 1 | 1
3709 | 1 | 1 | 1
3710 | 1 | 1 | 1
3711 | 1 | 1 | 1
3712 | 1 | 1 | 1
3713 | 1 | 1 | 1
3714 | 1 | 1 | 1
3715 | 1 | 1 | 1
3716 | 1 | 1 | 1
3717 | 1 | 1 | 1
3718 | 1 | 1 | 1
3719 | 1 | 1 | 1
3720 | 1 | 1 | 1
3721 | 1 | 1 | 1
3722 | 1 | 1 | 1
3723 | 1 | 1 | 1
3724 | 1 | 1 | 1
3725 | 1 | 1 | 1
3726 | 1 | 1 | 1
3727 | 1 | 1 | 1
3728 | 1 | 1 | 1
3729 | 1 | 1 | 1
3730 | 1 | 1 | 1
3731 | 1 | 1 | 1
3732 | 1 | 1 | 1
3733 | 1 | 1 | 1
3734 | 1 | 1 | 1
3735 | 1 | 1 | 1
3736 | 1 | 1 | 1
3737 | 1 | 1 | 1
3738 | 1 | 1 | 1
3739 | 1 | 1 | 1
3740 | 1 | 1 | 1
3741 | 1 | 1 | 1
3742 | 1 | 1 | 1
3743 | 1 | 1 | 1
3744 | 1 | 1 | 1
3745 | 1 | 1 | 1
3746 | 1 | 1 | 1
3747 | 1 | 1 | 1
3748 | 1 | 1 | 1
3749 | 1 | 1 | 1
3750 | 1 | 1 | 1
3751 | 1 | 1 | 1
3752 | 1 | 1 | 1
3753 | 1 | 1 | 1
3754 | 1 | 1 | 1
3755 | 1 | 1 | 1
3756 | 1 | 1 | 1
3757 | 1 | 1 | 1
3758 | 1 | 1 | 1
3759 | 1 | 1 | 1
3760 | 1 | 1 | 1
3761 | 1 | 1 | 1
3762 | 1 | 1 | 1
3763 | 1 | 1 | 1
3764 | 1 | 1 | 1
3765 | 1 | 1 | 1
3766 | 1 | 1 | 1
3767 | 1 | 1 | 1
3768 | 1 | 1 | 1
3769 | 1 | 1 | 1
3770 | 1 | 1 | 1
3771 | 1 | 1 | 1
3772 | 1 | 1 | 1
3773 | 1 | 1 | 1
3774 | 1 | 1 | 1
3775 | 1 | 1 | 1
3776 | 1 | 1 | 1
3777 | 1 | 1 | 1
3778 | 1 | 1 | 1
3779 | 1 | 1 | 1
3780 | 1 | 1 | 1
3781 | 1 | 1 | 1
3782 | 1 | 1 | 1
3783 | 1 | 1 | 1
3784 | 1 | 1 | 1
3785 | 1 | 1 | 1
3786 | 1 | 1 | 1
3787 | 1 | 1 | 1
3788 | 1 | 1 | 1
3789 | 1 | 1 | 1
3790 | 1 | 1 | 1
3791 | 1 | 1 | 1
3792 | 1 | 1 | 1
3793 | 1 | 1 | 1
3794 | 1 | 1 | 1
3795 | 1 | 1 | 1
3796 | 1 | 1 | 1
3797 | 1 | 1 | 1
3798 | 1 | 1 | 1
3799 | 1 | 1 | 1
3800 | 1 | 1 | 1
3801 | 1 | 1 | 1
3802 | 1 | 1 | 1
3803 | 1 | 1 | 1
3804 | 1 | 1 | 1
3805 | 1 | 1 | 1
3806 | 1 | 1 | 1
3807 | 1 | 1 | 1
3808 | 1 | 1 | 1
3809 | 1 | 1 | 1
3810 | 1 | 1 | 1
3811 | 1 | 1 | 1
3812 | 1 | 1 | 1
3813 | 1 | 1 | 1
3814 | 1 | 1 | 1
3815 | 1 | 1 | 1
3816 | 1 | 1 | 1
3817 | 1 | 1 | 1
3818 | 1 | 1 | 1
3819 | 1 | 1 | 1
3820 | 1 | 1 | 1
3821 | 1 | 1 | 1
3822 | 1 | 1 | 1
3823 | 1 | 1 | 1
3824 | 1 | 1 | 1
3825 | 1 | 1 | 1
3826 | 1 | 1 | 1
3827 | 1 | 1 | 1
3828 | 1 | 1 | 1
3829 | 1 | 1 | 1
3830 | 1 | 1 | 1
3831 | 1 | 1 | 1
3832 | 1 | 1 | 1
3833 | 1 | 1 | 1
3834 | 1 | 1 | 1
3835 | 1 | 1 | 1
3836 | 1 | 1 | 1
3837 | 1 | 1 | 1
3838 | 1 | 1 | 1
3839 | 1 | 1 | 1
3840 | 1 | 1 | 1
3841 | 1 | 1 | 1
3842 | 1 | 1 | 1
3843 | 1 | 1 | 1
3844 | 1 | 1 | 1
3845 | 1 | 1 | 1
3846 | 1 | 1 | 1
3847 | 1 | 1 | 1
3848 | 1 | 1 | 1
3849 | 1 | 1 | 1
3850 | 1 | 1 | 1
3851 | 1 | 1 | 1
3852 | 1 | 1 | 1
3853 | 1 | 1 | 1
3854 | 1 | 1 | 1
3855 | 1 | 1 | 1
3856 | 1 | 1 | 1
3857 | 1 | 1 | 1
3858 | 1 | 1 | 1
3859 | 1 | 1 | 1
3860 | 1 | 1 | 1
3861 | 1 | 1 | 1
3862 | 1 | 1 | 1
3863 | 1 | 1 | 1
3864 | 1 | 1 | 1
3865 | 1 | 1 | 1
3866 | 1 | 1 | 1
3867 | 1 | 1 | 1
3868 | 1 | 1 | 1
3869 | 1 | 1 | 1
3870 | 1 | 1 | 1
3871 | 1 | 1 | 1
3872 | 1 | 1 | 1
3873 | 1 | 1 | 1
3874 | 1 | 1 | 1
3875 | 1 | 1 | 1
3876 | 1 | 1 | 1
3877 | 1 | 1 | 1
3878 | 1 | 1 | 1
3879 | 1 | 1 | 1
3880 | 1 | 1 | 1
3881 | 1 | 1 | 1
3882 | 1 | 1 | 1
3883 | 1 | 1 | 1
3884 | 1 | 1 | 1
3885 | 1 | 1 | 1
3886 | 1 | 1 | 1
3887 | 1 | 1 | 1
3888 | 1 | 1 | 1
3889 | 1 | 1 | 1
3890 | 1 | 1 | 1
3891 | 1 | 1 | 1
3892 | 1 | 1 | 1
3893 | 1 | 1 | 1
3894 | 1 | 1 | 1
3895 | 1 | 1 | 1
3896 | 1 | 1 | 1
3897 | 1 | 1 | 1
3898 | 1 | 1 | 1
3899 | 1 | 1 | 1
3900 | 1 | 1 | 1
3901 | 1 | 1 | 1
3902 | 1 | 1 | 1
3903 | 1 | 1 | 1
3904 | 1 | 1 | 1
3905 | 1 | 1 | 1
3906 | 1 | 1 | 1
3907 | 1 | 1 | 1
3908 | 1 | 1 | 1
3909 | 1 | 1 | 1
3910 | 1 | 1 | 1
3911 | 1 | 1 | 1
3912 | 1 | 1 | 1
3913 | 1 | 1 | 1
3914 | 1 | 1 | 1
3915 | 1 | 1 | 1
3916 | 1 | 1 | 1
3917 | 1 | 1 | 1
3918 | 1 | 1 | 1
3919 | 1 | 1 | 1
3920 | 1 | 1 | 1
3921 | 1 | 1 | 1
3922 | 1 | 1 | 1
3923 | 1 | 1 | 1
3924 | 1 | 1 | 1
3925 | 1 | 1 | 1
3926 | 1 | 1 | 1
3927 | 1 | 1 | 1
3928 | 1 | 1 | 1
3929 | 1 | 1 | 1
3930 | 1 | 1 | 1
3931 | 1 | 1 | 1
3932 | 1 | 1 | 1
3933 | 1 | 1 | 1
3934 | 1 | 1 | 1
3935 | 1 | 1 | 1
3936 | 1 | 1 | 1
3937 | 1 | 1 | 1
3938 | 1 | 1 | 1
3939 | 1 | 1 | 1
3940 | 1 | 1 | 1
3941 | 1 | 1 | 1
3942 | 1 | 1 | 1
3943 | 1 | 1 | 1
3944 | 1 | 1 | 1
3945 | 1 | 1 | 1
3946 | 1 | 1 | 1
3947 | 1 | 1 | 1
3948 | 1 | 1 | 1
3949 | 1 | 1 | 1
3950 | 1 | 1 | 1
3951 | 1 | 1 | 1
3952 | 1 | 1 | 1
3953 | 1 | 1 | 1
3954 | 1 | 1 | 1
3955 | 1 | 1 | 1
3956 | 1 | 1 | 1
3957 | 1 | 1 | 1
3958 | 1 | 1 | 1
3959 | 1 | 1 | 1
3960 | 1 | 1 | 1
3961 | 1 | 1 | 1
3962 | 1 | 1 | 1
3963 | 1 | 1 | 1
3964 | 1 | 1 | 1
3965 | 1 | 1 | 1
3966 | 1 | 1 | 1
3967 | 1 | 1 | 1
3968 | 1 | 1 | 1
3969 | 1 | 1 | 1
3970 | 1 | 1 | 1
3971 | 1 | 1 | 1
3972 | 1 | 1 | 1
3973 | 1 | 1 | 1
3974 | 1 | 1 | 1
3975 | 1 | 1 | 1
3976 | 1 | 1 | 1
3977 | 1 | 1 | 1
3978 | 1 | 1 | 1
3979 | 1 | 1 | 1
3980 | 1 | 1 | 1
3981 | 1 | 1 | 1
3982 | 1 | 1 | 1
3983 | 1 | 1 | 1
3984 | 1 | 1 | 1
3985 | 1 | 1 | 1
3986 | 1 | 1 | 1
3987 | 1 | 1 | 1
3988 | 1 | 1 | 1
3989 | 1 | 1 | 1
3990 | 1 | 1 | 1
3991 | 1 | 1 | 1
3992 | 1 | 1 | 1
3993 | 1 | 1 | 1
3994 | 1 | 1 | 1
3995 | 1 | 1 | 1
3996 | 1 | 1 | 1
3997 | 1 | 1 | 1
3998 | 1 | 1 | 1
3999 | 1 | 1 | 1
4000 | 1 | 1 | 1
4001 | 1 | 1 | 1
4002 | 1 | 1 | 1
4003 | 1 | 1 | 1
4004 | 1 | 1 | 1
4005 | 1 | 1 | 1
4006 | 1 | 1 | 1
4007 | 1 | 1 | 1
4008 | 1 | 1 | 1
4009 | 1 | 1 | 1
4010 | 1 | 1 | 1
4011 | 1 | 1 | 1
4012 | 1 | 1 | 1
4013 | 1 | 1 | 1
4014 | 1 | 1 | 1
4015 | 1 | 1 | 1
4016 | 1 | 1 | 1
4017 | 1 | 1 | 1
4018 | 1 | 1 | 1
4019 | 1 | 1 | 1
4020 | 1 | 1 | 1
4021 | 1 | 1 | 1
4022 | 1 | 1 | 1
4023 | 1 | 1 | 1
4024 | 1 | 1 | 1
4025 | 1 | 1 | 1
4026 | 1 | 1 | 1
4027 | 1 | 1 | 1
4028 | 1 | 1 | 1
4029 | 1 | 1 | 1
4030 | 1 | 1 | 1
4031 | 1 | 1 | 1
4032 | 1 | 1 | 1
4033 | 1 | 1 | 1
4034 | 1 | 1 | 1
4035 | 1 | 1 | 1
4036 | 1 | 1 | 1
4037 | 1 | 1 | 1
4038 | 1 | 1 | 1
4039 | 1 | 1 | 1
4040 | 1 | 1 | 1
4041 | 1 | 1 | 1
4042 | 1 | 1 | 1
4043 | 1 | 1 | 1
4044 | 1 | 1 | 1
4045 | 1 | 1 | 1
4046 | 1 | 1 | 1
4047 | 1 | 1 | 1
4048 | 1 | 1 | 1
4049 | 1 | 1 | 1
4050 | 1 | 1 | 1
4051 | 1 | 1 | 1
4052 | 1 | 1 | 1
4053 | 1 | 1 | 1
4054 | 1 | 1 | 1
4055 | 1 | 1 | 1
4056 | 1 | 1 | 1
4057 | 1 | 1 | 1
4058 | 1 | 1 | 1
4059 | 1 | 1 | 1
4060 | 1 | 1 | 1
4061 | 1 | 1 | 1
4062 | 1 | 1 | 1
4063 | 1 | 1 | 1
4064 | 1 | 1 | 1
4065 | 1 | 1 | 1
4066 | 1 | 1 | 1
4067 | 1 | 1 | 1
4068 | 1 | 1 | 1
4069 | 1 | 1 | 1
4070 | 1 | 1 | 1
4071 | 1 | 1 | 1
4072 | 1 | 1 | 1
4073 | 1 | 1 | 1
4074 | 1 | 1 | 1
4075 | 1 | 1 | 1
4076 | 1 | 1 | 1
4077 | 1 | 1 | 1
4078 | 1 | 1 | 1
4079 | 1 | 1 | 1
4080 | 1 | 1 | 1
4081 | 1 | 1 | 1
4082 | 1 | 1 | 1
4083 | 1 | 1 | 1
4084 | 1 | 1 | 1
4085 | 1 | 1 | 1
4086 | 1 | 1 | 1
4087 | 1 | 1 | 1
4088 | 1 | 1 | 1
4089 | 1 | 1 | 1
4090 | 1 | 1 | 1
4091 | 1 | 1 | 1
4092 | 1 | 1 | 1
4093 | 1 | 1 | 1
4094 | 1 | 1 | 1
4095 | 1 | 1 | 1
4096 | 1 | 1 | 1
4097 | 1 | 1 | 1
4098 | 1 | 1 | 1
4099 | 1 | 1 | 1
4100 | 1 | 1 | 1
4101 | 1 | 1 | 1
4102 | 1 | 1 | 1
4103 | 1 | 1 | 1
4104 | 1 | 1 | 1
4105 | 1 | 1 | 1
4106 | 1 | 1 | 1
4107 | 1 | 1 | 1
4108 | 1 | 1 | 1
4109 | 1 | 1 | 1
4110 | 1 | 1 | 1
4111 | 1 | 1 | 1
4112 | 1 | 1 | 1
4113 | 1 | 1 | 1
4114 | 1 | 1 | 1
4115 | 1 | 1 | 1
4116 | 1 | 1 | 1
4117 | 1 | 1 | 1
4118 | 1 | 1 | 1
4119 | 1 | 1 | 1
4120 | 1 | 1 | 1
4121 | 1 | 1 | 1
4122 | 1 | 1 | 1
4123 | 1 | 1 | 1
4124 | 1 | 1 | 1
4125 | 1 | 1 | 1
4126 | 1 | 1 | 1
4127 | 1 | 1 | 1
4128 | 1 | 1 | 1
4129 | 1 | 1 | 1
4130 | 1 | 1 | 1
4131 | 1 | 1 | 1
4132 | 1 | 1 | 1
4133 | 1 | 1 | 1
4134 | 1 | 1 | 1
4135 | 1 | 1 | 1
4136 | 1 | 1 | 1
4137 | 1 | 1 | 1
4138 | 1 | 1 | 1
4139 | 1 | 1 | 1
4140 | 1 | 1 | 1
4141 | 1 | 1 | 1
4142 | 1 | 1 | 1
4143 | 1 | 1 | 1
4144 | 1 | 1 | 1
4145 | 1 | 1 | 1
4146 | 1 | 1 | 1
4147 | 1 | 1 | 1
4148 | 1 | 1 | 1
4149 | 1 | 1 | 1
4150 | 1 | 1 | 1
4151 | 1 | 1 | 1
4152 | 1 | 1 | 1
4153 | 1 | 1 | 1
4154 | 1 | 1 | 1
4155 | 1 | 1 | 1
4156 | 1 | 1 | 1
4157 | 1 | 1 | 1
4158 | 1 | 1 | 1
4159 | 1 | 1 | 1
4160 | 1 | 1 | 1
4161 | 1 | 1 | 1
4162 | 1 | 1 | 1
4163 | 1 | 1 | 1
4164 | 1 | 1 | 1
4165 | 1 | 1 | 1
4166 | 1 | 1 | 1
4167 | 1 | 1 | 1
4168 | 1 | 1 | 1
4169 | 1 | 1 | 1
4170 | 1 | 1 | 1
4171 | 1 | 1 | 1
4172 | 1 | 1 | 1
4173 | 1 | 1 | 1
4174 | 1 | 1 | 1
4175 | 1 | 1 | 1
4176 | 1 | 1 | 1
4177 | 1 | 1 | 1
4178 | 1 | 1 | 1
4179 | 1 | 1 | 1
4180 | 1 | 1 | 1
4181 | 1 | 1 | 1
4182 | 1 | 1 | 1
4183 | 1 | 1 | 1
4184 | 1 | 1 | 1
4185 | 1 | 1 | 1
4186 | 1 | 1 | 1
4187 | 1 | 1 | 1
4188 | 1 | 1 | 1
4189 | 1 | 1 | 1
4190 | 1 | 1 | 1
4191 | 1 | 1 | 1
4192 | 1 | 1 | 1
4193 | 1 | 1 | 1
4194 | 1 | 1 | 1
4195 | 1 | 1 | 1
4196 | 1 | 1 | 1
4197 | 1 | 1 | 1
4198 | 1 | 1 | 1
4199 | 1 | 1 | 1
4200 | 1 | 1 | 1
4201 | 1 | 1 | 1
4202 | 1 | 1 | 1
4203 | 1 | 1 | 1
4204 | 1 | 1 | 1
4205 | 1 | 1 | 1
4206 | 1 | 1 | 1
4207 | 1 | 1 | 1
4208 | 1 | 1 | 1
4209 | 1 | 1 | 1
4210 | 1 | 1 | 1
4211 | 1 | 1 | 1
4212 | 1 | 1 | 1
4213 | 1 | 1 | 1
4214 | 1 | 1 | 1
4215 | 1 | 1 | 1
4216 | 1 | 1 | 1
4217 | 1 | 1 | 1
4218 | 1 | 1 | 1
4219 | 1 | 1 | 1
4220 | 1 | 1 | 1
4221 | 1 | 1 | 1
4222 | 1 | 1 | 1
4223 | 1 | 1 | 1
4224 | 1 | 1 | 1
4225 | 1 | 1 | 1
4226 | 1 | 1 | 1
4227 | 1 | 1 | 1
4228 | 1 | 1 | 1
4229 | 1 | 1 | 1
4230 | 1 | 1 | 1
4231 | 1 | 1 | 1
4232 | 1 | 1 | 1
4233 | 1 | 1 | 1
4234 | 1 | 1 | 1
4235 | 1 | 1 | 1
4236 | 1 | 1 | 1
4237 | 1 | 1 | 1
4238 | 1 | 1 | 1
4239 | 1 | 1 | 1
4240 | 1 | 1 | 1
4241 | 1 | 1 | 1
4242 | 1 | 1 | 1
4243 | 1 | 1 | 1
4244 | 1 | 1 | 1
4245 | 1 | 1 | 1
4246 | 1 | 1 | 1
4247 | 1 | 1 | 1
4248 | 1 | 1 | 1
4249 | 1 | 1 | 1
4250 | 1 | 1 | 1
4251 | 1 | 1 | 1
4252 | 1 | 1 | 1
4253 | 1 | 1 | 1
4254 | 1 | 1 | 1
4255 | 1 | 1 | 1
4256 | 1 | 1 | 1
4257 | 1 | 1 | 1
4258 | 1 | 1 | 1
4259 | 1 | 1 | 1
4260 | 1 | 1 | 1
4261 | 1 | 1 | 1
4262 | 1 | 1 | 1
4263 | 1 | 1 | 1
4264 | 1 | 1 | 1
4265 | 1 | 1 | 1
4266 | 1 | 1 | 1
4267 | 1 | 1 | 1
4268 | 1 | 1 | 1
4269 | 1 | 1 | 1
4270 | 1 | 1 | 1
4271 | 1 | 1 | 1
4272 | 1 | 1 | 1
4273 | 1 | 1 | 1
4274 | 1 | 1 | 1
4275 | 1 | 1 | 1
4276 | 1 | 1 | 1
4277 | 1 | 1 | 1
4278 | 1 | 1 | 1
4279 | 1 | 1 | 1
4280 | 1 | 1 | 1
4281 | 1 | 1 | 1
4282 | 1 | 1 | 1
4283 | 1 | 1 | 1
4284 | 1 | 1 | 1
4285 | 1 | 1 | 1
4286 | 1 | 1 | 1
4287 | 1 | 1 | 1
4288 | 1 | 1 | 1
4289 | 1 | 1 | 1
4290 | 1 | 1 | 1
4291 | 1 | 1 | 1
4292 | 1 | 1 | 1
4293 | 1 | 1 | 1
4294 | 1 | 1 | 1
4295 | 1 | 1 | 1
4296 | 1 | 1 | 1
4297 | 1 | 1 | 1
4298 | 1 | 1 | 1
4299 | 1 | 1 | 1
4300 | 1 | 1 | 1
4301 | 1 | 1 | 1
4302 | 1 | 1 | 1
4303 | 1 | 1 | 1
4304 | 1 | 1 | 1
4305 | 1 | 1 | 1
4306 | 1 | 1 | 1
4307 | 1 | 1 | 1
4308 | 1 | 1 | 1
4309 | 1 | 1 | 1
4310 | 1 | 1 | 1
4311 | 1 | 1 | 1
4312 | 1 | 1 | 1
4313 | 1 | 1 | 1
4314 | 1 | 1 | 1
4315 | 1 | 1 | 1
4316 | 1 | 1 | 1
4317 | 1 | 1 | 1
4318 | 1 | 1 | 1
4319 | 1 | 1 | 1
4320 | 1 | 1 | 1
4321 | 1 | 1 | 1
4322 | 1 | 1 | 1
4323 | 1 | 1 | 1
4324 | 1 | 1 | 1
4325 | 1 | 1 | 1
4326 | 1 | 1 | 1
4327 | 1 | 1 | 1
4328 | 1 | 1 | 1
4329 | 1 | 1 | 1
4330 | 1 | 1 | 1
4331 | 1 | 1 | 1
4332 | 1 | 1 | 1
4333 | 1 | 1 | 1
4334 | 1 | 1 | 1
4335 | 1 | 1 | 1
4336 | 1 | 1 | 1
4337 | 1 | 1 | 1
4338 | 1 | 1 | 1
4339 | 1 | 1 | 1
4340 | 1 | 1 | 1
4341 | 1 | 1 | 1
4342 | 1 | 1 | 1
4343 | 1 | 1 | 1
4344 | 1 | 1 | 1
4345 | 1 | 1 | 1
4346 | 1 | 1 | 1
4347 | 1 | 1 | 1
4348 | 1 | 1 | 1
4349 | 1 | 1 | 1
4350 | 1 | 1 | 1
4351 | 1 | 1 | 1
4352 | 1 | 1 | 1
4353 | 1 | 1 | 1
4354 | 1 | 1 | 1
4355 | 1 | 1 | 1
4356 | 1 | 1 | 1
4357 | 1 | 1 | 1
4358 | 1 | 1 | 1
4359 | 1 | 1 | 1
4360 | 1 | 1 | 1
4361 | 1 | 1 | 1
4362 | 1 | 1 | 1
4363 | 1 | 1 | 1
4364 | 1 | 1 | 1
4365 | 1 | 1 | 1
4366 | 1 | 1 | 1
4367 | 1 | 1 | 1
4368 | 1 | 1 | 1
4369 | 1 | 1 | 1
4370 | 1 | 1 | 1
4371 | 1 | 1 | 1
4372 | 1 | 1 | 1
4373 | 1 | 1 | 1
4374 | 1 | 1 | 1
4375 | 1 | 1 | 1
4376 | 1 | 1 | 1
4377 | 1 | 1 | 1
4378 | 1 | 1 | 1
4379 | 1 | 1 | 1
4380 | 1 | 1 | 1
4381 | 1 | 1 | 1
4382 | 1 | 1 | 1
4383 | 1 | 1 | 1
4384 | 1 | 1 | 1
4385 | 1 | 1 | 1
4386 | 1 | 1 | 1
4387 | 1 | 1 | 1
4388 | 1 | 1 | 1
4389 | 1 | 1 | 1
4390 | 1 | 1 | 1
4391 | 1 | 1 | 1
4392 | 1 | 1 | 1
4393 | 1 | 1 | 1
4394 | 1 | 1 | 1
4395 | 1 | 1 | 1
4396 | 1 | 1 | 1
4397 | 1 | 1 | 1
4398 | 1 | 1 | 1
4399 | 1 | 1 | 1
4400 | 1 | 1 | 1
4401 | 1 | 1 | 1
4402 | 1 | 1 | 1
4403 | 1 | 1 | 1
4404 | 1 | 1 | 1
4405 | 1 | 1 | 1
4406 | 1 | 1 | 1
4407 | 1 | 1 | 1
4408 | 1 | 1 | 1
4409 | 1 | 1 | 1
4410 | 1 | 1 | 1
4411 | 1 | 1 | 1
4412 | 1 | 1 | 1
4413 | 1 | 1 | 1
4414 | 1 | 1 | 1
4415 | 1 | 1 | 1
4416 | 1 | 1 | 1
4417 | 1 | 1 | 1
4418 | 1 | 1 | 1
4419 | 1 | 1 | 1
4420 | 1 | 1 | 1
4421 | 1 | 1 | 1
4422 | 1 | 1 | 1
4423 | 1 | 1 | 1
4424 | 1 | 1 | 1
4425 | 1 | 1 | 1
4426 | 1 | 1 | 1
4427 | 1 | 1 | 1
4428 | 1 | 1 | 1
4429 | 1 | 1 | 1
4430 | 1 | 1 | 1
4431 | 1 | 1 | 1
4432 | 1 | 1 | 1
4433 | 1 | 1 | 1
4434 | 1 | 1 | 1
4435 | 1 | 1 | 1
4436 | 1 | 1 | 1
4437 | 1 | 1 | 1
4438 | 1 | 1 | 1
4439 | 1 | 1 | 1
4440 | 1 | 1 | 1
4441 | 1 | 1 | 1
4442 | 1 | 1 | 1
4443 | 1 | 1 | 1
4444 | 1 | 1 | 1
4445 | 1 | 1 | 1
4446 | 1 | 1 | 1
4447 | 1 | 1 | 1
4448 | 1 | 1 | 1
4449 | 1 | 1 | 1
4450 | 1 | 1 | 1
4451 | 1 | 1 | 1
4452 | 1 | 1 | 1
4453 | 1 | 1 | 1
4454 | 1 | 1 | 1
4455 | 1 | 1 | 1
4456 | 1 | 1 | 1
4457 | 1 | 1 | 1
4458 | 1 | 1 | 1
4459 | 1 | 1 | 1
4460 | 1 | 1 | 1
4461 | 1 | 1 | 1
4462 | 1 | 1 | 1
4463 | 1 | 1 | 1
4464 | 1 | 1 | 1
4465 | 1 | 1 | 1
4466 | 1 | 1 | 1
4467 | 1 | 1 | 1
4468 | 1 | 1 | 1
4469 | 1 | 1 | 1
4470 | 1 | 1 | 1
4471 | 1 | 1 | 1
4472 | 1 | 1 | 1
4473 | 1 | 1 | 1
4474 | 1 | 1 | 1
4475 | 1 | 1 | 1
4476 | 1 | 1 | 1
4477 | 1 | 1 | 1
4478 | 1 | 1 | 1
4479 | 1 | 1 | 1
4480 | 1 | 1 | 1
4481 | 1 | 1 | 1
4482 | 1 | 1 | 1
4483 | 1 | 1 | 1
4484 | 1 | 1 | 1
4485 | 1 | 1 | 1
4486 | 1 | 1 | 1
4487 | 1 | 1 | 1
4488 | 1 | 1 | 1
4489 | 1 | 1 | 1
4490 | 1 | 1 | 1
4491 | 1 | 1 | 1
4492 | 1 | 1 | 1
4493 | 1 | 1 | 1
4494 | 1 | 1 | 1
4495 | 1 | 1 | 1
4496 | 1 | 1 | 1
4497 | 1 | 1 | 1
4498 | 1 | 1 | 1
4499 | 1 | 1 | 1
4500 | 1 | 1 | 1
4501 | 1 | 1 | 1
4502 | 1 | 1 | 1
4503 | 1 | 1 | 1
4504 | 1 | 1 | 1
4505 | 1 | 1 | 1
4506 | 1 | 1 | 1
4507 | 1 | 1 | 1
4508 | 1 | 1 | 1
4509 | 1 | 1 | 1
4510 | 1 | 1 | 1
4511 | 1 | 1 | 1
4512 | 1 | 1 | 1
4513 | 1 | 1 | 1
4514 | 1 | 1 | 1
4515 | 1 | 1 | 1
4516 | 1 | 1 | 1
4517 | 1 | 1 | 1
4518 | 1 | 1 | 1
4519 | 1 | 1 | 1
4520 | 1 | 1 | 1
4521 | 1 | 1 | 1
4522 | 1 | 1 | 1
4523 | 1 | 1 | 1
4524 | 1 | 1 | 1
4525 | 1 | 1 | 1
4526 | 1 | 1 | 1
4527 | 1 | 1 | 1
4528 | 1 | 1 | 1
4529 | 1 | 1 | 1
4530 | 1 | 1 | 1
4531 | 1 | 1 | 1
4532 | 1 | 1 | 1
4533 | 1 | 1 | 1
4534 | 1 | 1 | 1
4535 | 1 | 1 | 1
4536 | 1 | 1 | 1
4537 | 1 | 1 | 1
4538 | 1 | 1 | 1
4539 | 1 | 1 | 1
4540 | 1 | 1 | 1
4541 | 1 | 1 | 1
4542 | 1 | 1 | 1
4543 | 1 | 1 | 1
4544 | 1 | 1 | 1
4545 | 1 | 1 | 1
4546 | 1 | 1 | 1
4547 | 1 | 1 | 1
4548 | 1 | 1 | 1
4549 | 1 | 1 | 1
4550 | 1 | 1 | 1
4551 | 1 | 1 | 1
4552 | 1 | 1 | 1
4553 | 1 | 1 | 1
4554 | 1 | 1 | 1
4555 | 1 | 1 | 1
4556 | 1 | 1 | 1
4557 | 1 | 1 | 1
4558 | 1 | 1 | 1
4559 | 1 | 1 | 1
4560 | 1 | 1 | 1
4561 | 1 | 1 | 1
4562 | 1 | 1 | 1
4563 | 1 | 1 | 1
4564 | 1 | 1 | 1
4565 | 1 | 1 | 1
4566 | 1 | 1 | 1
4567 | 1 | 1 | 1
4568 | 1 | 1 | 1
4569 | 1 | 1 | 1
4570 | 1 | 1 | 1
4571 | 1 | 1 | 1
4572 | 1 | 1 | 1
4573 | 1 | 1 | 1
4574 | 1 | 1 | 1
4575 | 1 | 1 | 1
4576 | 1 | 1 | 1
4577 | 1 | 1 | 1
4578 | 1 | 1 | 1
4579 | 1 | 1 | 1
4580 | 1 | 1 | 1
4581 | 1 | 1 | 1
4582 | 1 | 1 | 1
4583 | 1 | 1 | 1
4584 | 1 | 1 | 1
4585 | 1 | 1 | 1
4586 | 1 | 1 | 1
4587 | 1 | 1 | 1
4588 | 1 | 1 | 1
4589 | 1 | 1 | 1
4590 | 1 | 1 | 1
4591 | 1 | 1 | 1
4592 | 1 | 1 | 1
4593 | 1 | 1 | 1
4594 | 1 | 1 | 1
4595 | 1 | 1 | 1
4596 | 1 | 1 | 1
4597 | 1 | 1 | 1
4598 | 1 | 1 | 1
4599 | 1 | 1 | 1
4600 | 1 | 1 | 1
4601 | 1 | 1 | 1
4602 | 1 | 1 | 1
4603 | 1 | 1 | 1
4604 | 1 | 1 | 1
4605 | 1 | 1 | 1
4606 | 1 | 1 | 1
4607 | 1 | 1 | 1
4608 | 1 | 1 | 1
4609 | 1 | 1 | 1
4610 | 1 | 1 | 1
4611 | 1 | 1 | 1
4612 | 1 | 1 | 1
4613 | 1 | 1 | 1
4614 | 1 | 1 | 1
4615 | 1 | 1 | 1
4616 | 1 | 1 | 1
4617 | 1 | 1 | 1
4618 | 1 | 1 | 1
4619 | 1 | 1 | 1
4620 | 1 | 1 | 1
4621 | 1 | 1 | 1
4622 | 1 | 1 | 1
4623 | 1 | 1 | 1
4624 | 1 | 1 | 1
4625 | 1 | 1 | 1
4626 | 1 | 1 | 1
4627 | 1 | 1 | 1
4628 | 1 | 1 | 1
4629 | 1 | 1 | 1
4630 | 1 | 1 | 1
4631 | 1 | 1 | 1
4632 | 1 | 1 | 1
4633 | 1 | 1 | 1
4634 | 1 | 1 | 1
4635 | 1 | 1 | 1
4636 | 1 | 1 | 1
4637 | 1 | 1 | 1
4638 | 1 | 1 | 1
4639 | 1 | 1 | 1
4640 | 1 | 1 | 1
4641 | 1 | 1 | 1
4642 | 1 | 1 | 1
4643 | 1 | 1 | 1
4644 | 1 | 1 | 1
4645 | 1 | 1 | 1
4646 | 1 | 1 | 1
4647 | 1 | 1 | 1
4648 | 1 | 1 | 1
4649 | 1 | 1 | 1
4650 | 1 | 1 | 1
4651 | 1 | 1 | 1
4652 | 1 | 1 | 1
4653 | 1 | 1 | 1
4654 | 1 | 1 | 1
4655 | 1 | 1 | 1
4656 | 1 | 1 | 1
4657 | 1 | 1 | 1
4658 | 1 | 1 | 1
4659 | 1 | 1 | 1
4660 | 1 | 1 | 1
4661 | 1 | 1 | 1
4662 | 1 | 1 | 1
4663 | 1 | 1 | 1
4664 | 1 | 1 | 1
4665 | 1 | 1 | 1
4666 | 1 | 1 | 1
4667 | 1 | 1 | 1
4668 | 1 | 1 | 1
4669 | 1 | 1 | 1
4670 | 1 | 1 | 1
4671 | 1 | 1 | 1
4672 | 1 | 1 | 1
4673 | 1 | 1 | 1
4674 | 1 | 1 | 1
4675 | 1 | 1 | 1
4676 | 1 | 1 | 1
4677 | 1 | 1 | 1
4678 | 1 | 1 | 1
4679 | 1 | 1 | 1
4680 | 1 | 1 | 1
4681 | 1 | 1 | 1
4682 | 1 | 1 | 1
4683 | 1 | 1 | 1
4684 | 1 | 1 | 1
4685 | 1 | 1 | 1
4686 | 1 | 1 | 1
4687 | 1 | 1 | 1
4688 | 1 | 1 | 1
4689 | 1 | 1 | 1
4690 | 1 | 1 | 1
4691 | 1 | 1 | 1
4692 | 1 | 1 | 1
4693 | 1 | 1 | 1
4694 | 1 | 1 | 1
4695 | 1 | 1 | 1
4696 | 1 | 1 | 1
4697 | 1 | 1 | 1
4698 | 1 | 1 | 1
4699 | 1 | 1 | 1
4700 | 1 | 1 | 1
4701 | 1 | 1 | 1
4702 | 1 | 1 | 1
4703 | 1 | 1 | 1
4704 | 1 | 1 | 1
4705 | 1 | 1 | 1
4706 | 1 | 1 | 1
4707 | 1 | 1 | 1
4708 | 1 | 1 | 1
4709 | 1 | 1 | 1
4710 | 1 | 1 | 1
4711 | 1 | 1 | 1
4712 | 1 | 1 | 1
4713 | 1 | 1 | 1
4714 | 1 | 1 | 1
4715 | 1 | 1 | 1
4716 | 1 | 1 | 1
4717 | 1 | 1 | 1
4718 | 1 | 1 | 1
4719 | 1 | 1 | 1
4720 | 1 | 1 | 1
4721 | 1 | 1 | 1
4722 | 1 | 1 | 1
4723 | 1 | 1 | 1
4724 | 1 | 1 | 1
4725 | 1 | 1 | 1
4726 | 1 | 1 | 1
4727 | 1 | 1 | 1
4728 | 1 | 1 | 1
4729 | 1 | 1 | 1
4730 | 1 | 1 | 1
4731 | 1 | 1 | 1
4732 | 1 | 1 | 1
4733 | 1 | 1 | 1
4734 | 1 | 1 | 1
4735 | 1 | 1 | 1
4736 | 1 | 1 | 1
4737 | 1 | 1 | 1
4738 | 1 | 1 | 1
4739 | 1 | 1 | 1
4740 | 1 | 1 | 1
4741 | 1 | 1 | 1
4742 | 1 | 1 | 1
4743 | 1 | 1 | 1
4744 | 1 | 1 | 1
4745 | 1 | 1 | 1
4746 | 1 | 1 | 1
4747 | 1 | 1 | 1
4748 | 1 | 1 | 1
4749 | 1 | 1 | 1
4750 | 1 | 1 | 1
4751 | 1 | 1 | 1
4752 | 1 | 1 | 1
4753 | 1 | 1 | 1
4754 | 1 | 1 | 1
4755 | 1 | 1 | 1
4756 | 1 | 1 | 1
4757 | 1 | 1 | 1
4758 | 1 | 1 | 1
4759 | 1 | 1 | 1
4760 | 1 | 1 | 1
4761 | 1 | 1 | 1
4762 | 1 | 1 | 1
4763 | 1 | 1 | 1
4764 | 1 | 1 | 1
4765 | 1 | 1 | 1
4766 | 1 | 1 | 1
4767 | 1 | 1 | 1
4768 | 1 | 1 | 1
4769 | 1 | 1 | 1
4770 | 1 | 1 | 1
4771 | 1 | 1 | 1
4772 | 1 | 1 | 1
4773 | 1 | 1 | 1
4774 | 1 | 1 | 1
4775 | 1 | 1 | 1
4776 | 1 | 1 | 1
4777 | 1 | 1 | 1
4778 | 1 | 1 | 1
4779 | 1 | 1 | 1
4780 | 1 | 1 | 1
4781 | 1 | 1 | 1
4782 | 1 | 1 | 1
4783 | 1 | 1 | 1
4784 | 1 | 1 | 1
4785 | 1 | 1 | 1
4786 | 1 | 1 | 1
4787 | 1 | 1 | 1
4788 | 1 | 1 | 1
4789 | 1 | 1 | 1
4790 | 1 | 1 | 1
4791 | 1 | 1 | 1
4792 | 1 | 1 | 1
4793 | 1 | 1 | 1
4794 | 1 | 1 | 1
4795 | 1 | 1 | 1
4796 | 1 | 1 | 1
4797 | 1 | 1 | 1
4798 | 1 | 1 | 1
4799 | 1 | 1 | 1
4800 | 1 | 1 | 1
4801 | 1 | 1 | 1
4802 | 1 | 1 | 1
4803 | 1 | 1 | 1
4804 | 1 | 1 | 1
4805 | 1 | 1 | 1
4806 | 1 | 1 | 1
4807 | 1 | 1 | 1
4808 | 1 | 1 | 1
4809 | 1 | 1 | 1
4810 | 1 | 1 | 1
4811 | 1 | 1 | 1
4812 | 1 | 1 | 1
4813 | 1 | 1 | 1
4814 | 1 | 1 | 1
4815 | 1 | 1 | 1
4816 | 1 | 1 | 1
4817 | 1 | 1 | 1
4818 | 1 | 1 | 1
4819 | 1 | 1 | 1
4820 | 1 | 1 | 1
4821 | 1 | 1 | 1
4822 | 1 | 1 | 1
4823 | 1 | 1 | 1
4824 | 1 | 1 | 1
4825 | 1 | 1 | 1
4826 | 1 | 1 | 1
4827 | 1 | 1 | 1
4828 | 1 | 1 | 1
4829 | 1 | 1 | 1
4830 | 1 | 1 | 1
4831 | 1 | 1 | 1
4832 | 1 | 1 | 1
4833 | 1 | 1 | 1
4834 | 1 | 1 | 1
4835 | 1 | 1 | 1
4836 | 1 | 1 | 1
4837 | 1 | 1 | 1
4838 | 1 | 1 | 1
4839 | 1 | 1 | 1
4840 | 1 | 1 | 1
4841 | 1 | 1 | 1
4842 | 1 | 1 | 1
4843 | 1 | 1 | 1
4844 | 1 | 1 | 1
4845 | 1 | 1 | 1
4846 | 1 | 1 | 1
4847 | 1 | 1 | 1
4848 | 1 | 1 | 1
4849 | 1 | 1 | 1
4850 | 1 | 1 | 1
4851 | 1 | 1 | 1
4852 | 1 | 1 | 1
4853 | 1 | 1 | 1
4854 | 1 | 1 | 1
4855 | 1 | 1 | 1
4856 | 1 | 1 | 1
4857 | 1 | 1 | 1
4858 | 1 | 1 | 1
4859 | 1 | 1 | 1
4860 | 1 | 1 | 1
4861 | 1 | 1 | 1
4862 | 1 | 1 | 1
4863 | 1 | 1 | 1
4864 | 1 | 1 | 1
4865 | 1 | 1 | 1
4866 | 1 | 1 | 1
4867 | 1 | 1 | 1
4868 | 1 | 1 | 1
4869 | 1 | 1 | 1
4870 | 1 | 1 | 1
4871 | 1 | 1 | 1
4872 | 1 | 1 | 1
4873 | 1 | 1 | 1
4874 | 1 | 1 | 1
4875 | 1 | 1 | 1
4876 | 1 | 1 | 1
4877 | 1 | 1 | 1
4878 | 1 | 1 | 1
4879 | 1 | 1 | 1
4880 | 1 | 1 | 1
4881 | 1 | 1 | 1
4882 | 1 | 1 | 1
4883 | 1 | 1 | 1
4884 | 1 | 1 | 1
4885 | 1 | 1 | 1
4886 | 1 | 1 | 1
4887 | 1 | 1 | 1
4888 | 1 | 1 | 1
4889 | 1 | 1 | 1
4890 | 1 | 1 | 1
4891 | 1 | 1 | 1
4892 | 1 | 1 | 1
4893 | 1 | 1 | 1
4894 | 1 | 1 | 1
4895 | 1 | 1 | 1
4896 | 1 | 1 | 1
4897 | 1 | 1 | 1
4898 | 1 | 1 | 1
4899 | 1 | 1 | 1
4900 | 1 | 1 | 1
4901 | 1 | 1 | 1
4902 | 1 | 1 | 1
4903 | 1 | 1 | 1
4904 | 1 | 1 | 1
4905 | 1 | 1 | 1
4906 | 1 | 1 | 1
4907 | 1 | 1 | 1
4908 | 1 | 1 | 1
4909 | 1 | 1 | 1
4910 | 1 | 1 | 1
4911 | 1 | 1 | 1
4912 | 1 | 1 | 1
4913 | 1 | 1 | 1
4914 | 1 | 1 | 1
4915 | 1 | 1 | 1
4916 | 1 | 1 | 1
4917 | 1 | 1 | 1
4918 | 1 | 1 | 1
4919 | 1 | 1 | 1
4920 | 1 | 1 | 1
4921 | 1 | 1 | 1
4922 | 1 | 1 | 1
4923 | 1 | 1 | 1
4924 | 1 | 1 | 1
4925 | 1 | 1 | 1
4926 | 1 | 1 | 1
4927 | 1 | 1 | 1
4928 | 1 | 1 | 1
4929 | 1 | 1 | 1
4930 | 1 | 1 | 1
4931 | 1 | 1 | 1
4932 | 1 | 1 | 1
4933 | 1 | 1 | 1
4934 | 1 | 1 | 1
4935 | 1 | 1 | 1
4936 | 1 | 1 | 1
4937 | 1 | 1 | 1
4938 | 1 | 1 | 1
4939 | 1 | 1 | 1
4940 | 1 | 1 | 1
4941 | 1 | 1 | 1
4942 | 1 | 1 | 1
4943 | 1 | 1 | 1
4944 | 1 | 1 | 1
4945 | 1 | 1 | 1
4946 | 1 | 1 | 1
4947 | 1 | 1 | 1
4948 | 1 | 1 | 1
4949 | 1 | 1 | 1
4950 | 1 | 1 | 1
4951 | 1 | 1 | 1
4952 | 1 | 1 | 1
4953 | 1 | 1 | 1
4954 | 1 | 1 | 1
4955 | 1 | 1 | 1
4956 | 1 | 1 | 1
4957 | 1 | 1 | 1
4958 | 1 | 1 | 1
4959 | 1 | 1 | 1
4960 | 1 | 1 | 1
4961 | 1 | 1 | 1
4962 | 1 | 1 | 1
4963 | 1 | 1 | 1
4964 | 1 | 1 | 1
4965 | 1 | 1 | 1
4966 | 1 | 1 | 1
4967 | 1 | 1 | 1
4968 | 1 | 1 | 1
4969 | 1 | 1 | 1
4970 | 1 | 1 | 1
4971 | 1 | 1 | 1
4972 | 1 | 1 | 1
4973 | 1 | 1 | 1
4974 | 1 | 1 | 1
4975 | 1 | 1 | 1
4976 | 1 | 1 | 1
4977 | 1 | 1 | 1
4978 | 1 | 1 | 1
4979 | 1 | 1 | 1
4980 | 1 | 1 | 1
4981 | 1 | 1 | 1
4982 | 1 | 1 | 1
4983 | 1 | 1 | 1
4984 | 1 | 1 | 1
4985 | 1 | 1 | 1
4986 | 1 | 1 | 1
4987 | 1 | 1 | 1
4988 | 1 | 1 | 1
4989 | 1 | 1 | 1
4990 | 1 | 1 | 1
4991 | 1 | 1 | 1
4992 | 1 | 1 | 1
4993 | 1 | 1 | 1
4994 | 1 | 1 | 1
4995 | 1 | 1 | 1
4996 | 1 | 1 | 1
4997 | 1 | 1 | 1
4998 | 1 | 1 | 1
4999 | 1 | 1 | 1
5000 | 1 | 1 | 1
5001 | 1 | 1 | 1
5002 | 1 | 1 | 1
5003 | 1 | 1 | 1
5004 | 1 | 1 | 1
5005 | 1 | 1 | 1
5006 | 1 | 1 | 1
5007 | 1 | 1 | 1
5008 | 1 | 1 | 1
5009 | 1 | 1 | 1
5010 | 1 | 1 | 1
5011 | 1 | 1 | 1
5012 | 1 | 1 | 1
5013 | 1 | 1 | 1
5014 | 1 | 1 | 1
5015 | 1 | 1 | 1
5016 | 1 | 1 | 1
5017 | 1 | 1 | 1
5018 | 1 | 1 | 1
5019 | 1 | 1 | 1
5020 | 1 | 1 | 1
5021 | 1 | 1 | 1
5022 | 1 | 1 | 1
5023 | 1 | 1 | 1
5024 | 1 | 1 | 1
5025 | 1 | 1 | 1
5026 | 1 | 1 | 1
5027 | 1 | 1 | 1
5028 | 1 | 1 | 1
5029 | 1 | 1 | 1
5030 | 1 | 1 | 1
5031 | 1 | 1 | 1
5032 | 1 | 1 | 1
5033 | 1 | 1 | 1
5034 | 1 | 1 | 1
5035 | 1 | 1 | 1
5036 | 1 | 1 | 1
5037 | 1 | 1 | 1
5038 | 1 | 1 | 1
5039 | 1 | 1 | 1
5040 | 1 | 1 | 1
5041 | 1 | 1 | 1
5042 | 1 | 1 | 1
5043 | 1 | 1 | 1
5044 | 1 | 1 | 1
5045 | 1 | 1 | 1
5046 | 1 | 1 | 1
5047 | 1 | 1 | 1
5048 | 1 | 1 | 1
5049 | 1 | 1 | 1
5050 | 1 | 1 | 1
5051 | 1 | 1 | 1
5052 | 1 | 1 | 1
5053 | 1 | 1 | 1
5054 | 1 | 1 | 1
5055 | 1 | 1 | 1
5056 | 1 | 1 | 1
5057 | 1 | 1 | 1
5058 | 1 | 1 | 1
5059 | 1 | 1 | 1
5060 | 1 | 1 | 1
5061 | 1 | 1 | 1
5062 | 1 | 1 | 1
5063 | 1 | 1 | 1
5064 | 1 | 1 | 1
5065 | 1 | 1 | 1
5066 | 1 | 1 | 1
5067 | 1 | 1 | 1
5068 | 1 | 1 | 1
5069 | 1 | 1 | 1
5070 | 1 | 1 | 1
5071 | 1 | 1 | 1
5072 | 1 | 1 | 1
5073 | 1 | 1 | 1
5074 | 1 | 1 | 1
5075 | 1 | 1 | 1
5076 | 1 | 1 | 1
5077 | 1 | 1 | 1
5078 | 1 | 1 | 1
5079 | 1 | 1 | 1
5080 | 1 | 1 | 1
5081 | 1 | 1 | 1
5082 | 1 | 1 | 1
5083 | 1 | 1 | 1
5084 | 1 | 1 | 1
5085 | 1 | 1 | 1
5086 | 1 | 1 | 1
5087 | 1 | 1 | 1
5088 | 1 | 1 | 1
5089 | 1 | 1 | 1
5090 | 1 | 1 | 1
5091 | 1 | 1 | 1
5092 | 1 | 1 | 1
5093 | 1 | 1 | 1
5094 | 1 | 1 | 1
5095 | 1 | 1 | 1
5096 | 1 | 1 | 1
5097 | 1 | 1 | 1
5098 | 1 | 1 | 1
5099 | 1 | 1 | 1
5100 | 1 | 1 | 1
5101 | 1 | 1 | 1
5102 | 1 | 1 | 1
5103 | 1 | 1 | 1
5104 | 1 | 1 | 1
5105 | 1 | 1 | 1
5106 | 1 | 1 | 1
5107 | 1 | 1 | 1
5108 | 1 | 1 | 1
5109 | 1 | 1 | 1
5110 | 1 | 1 | 1
5111 | 1 | 1 | 1
5112 | 1 | 1 | 1
5113 | 1 | 1 | 1
5114 | 1 | 1 | 1
5115 | 1 | 1 | 1
5116 | 1 | 1 | 1
5117 | 1 | 1 | 1
5118 | 1 | 1 | 1
5119 | 1 | 1 | 1
5120 | 1 | 1 | 1
5121 | 1 | 1 | 1
5122 | 1 | 1 | 1
5123 | 1 | 1 | 1
5124 | 1 | 1 | 1
5125 | 1 | 1 | 1
5126 | 1 | 1 | 1
5127 | 1 | 1 | 1
5128 | 1 | 1 | 1
5129 | 1 | 1 | 1
5130 | 1 | 1 | 1
5131 | 1 | 1 | 1
5132 | 1 | 1 | 1
5133 | 1 | 1 | 1
5134 | 1 | 1 | 1
5135 | 1 | 1 | 1
5136 | 1 | 1 | 1
5137 | 1 | 1 | 1
5138 | 1 | 1 | 1
5139 | 1 | 1 | 1
5140 | 1 | 1 | 1
5141 | 1 | 1 | 1
5142 | 1 | 1 | 1
5143 | 1 | 1 | 1
5144 | 1 | 1 | 1
5145 | 1 | 1 | 1
5146 | 1 | 1 | 1
5147 | 1 | 1 | 1
5148 | 1 | 1 | 1
5149 | 1 | 1 | 1
5150 | 1 | 1 | 1
5151 | 1 | 1 | 1
5152 | 1 | 1 | 1
5153 | 1 | 1 | 1
5154 | 1 | 1 | 1
5155 | 1 | 1 | 1
5156 | 1 | 1 | 1
5157 | 1 | 1 | 1
5158 | 1 | 1 | 1
5159 | 1 | 1 | 1
5160 | 1 | 1 | 1
5161 | 1 | 1 | 1
5162 | 1 | 1 | 1
5163 | 1 | 1 | 1
5164 | 1 | 1 | 1
5165 | 1 | 1 | 1
5166 | 1 | 1 | 1
5167 | 1 | 1 | 1
5168 | 1 | 1 | 1
5169 | 1 | 1 | 1
5170 | 1 | 1 | 1
5171 | 1 | 1 | 1
5172 | 1 | 1 | 1
5173 | 1 | 1 | 1
5174 | 1 | 1 | 1
5175 | 1 | 1 | 1
5176 | 1 | 1 | 1
5177 | 1 | 1 | 1
5178 | 1 | 1 | 1
5179 | 1 | 1 | 1
5180 | 1 | 1 | 1
5181 | 1 | 1 | 1
5182 | 1 | 1 | 1
5183 | 1 | 1 | 1
5184 | 1 | 1 | 1
5185 | 1 | 1 | 1
5186 | 1 | 1 | 1
5187 | 1 | 1 | 1
5188 | 1 | 1 | 1
5189 | 1 | 1 | 1
5190 | 1 | 1 | 1
5191 | 1 | 1 | 1
5192 | 1 | 1 | 1
5193 | 1 | 1 | 1
5194 | 1 | 1 | 1
5195 | 1 | 1 | 1
5196 | 1 | 1 | 1
5197 | 1 | 1 | 1
5198 | 1 | 1 | 1
5199 | 1 | 1 | 1
5200 | 1 | 1 | 1
5201 | 1 | 1 | 1
5202 | 1 | 1 | 1
5203 | 1 | 1 | 1
5204 | 1 | 1 | 1
5205 | 1 | 1 | 1
5206 | 1 | 1 | 1
5207 | 1 | 1 | 1
5208 | 1 | 1 | 1
5209 | 1 | 1 | 1
5210 | 1 | 1 | 1
5211 | 1 | 1 | 1
5212 | 1 | 1 | 1
5213 | 1 | 1 | 1
5214 | 1 | 1 | 1
5215 | 1 | 1 | 1
5216 | 1 | 1 | 1
5217 | 1 | 1 | 1
5218 | 1 | 1 | 1
5219 | 1 | 1 | 1
5220 | 1 | 1 | 1
5221 | 1 | 1 | 1
5222 | 1 | 1 | 1
5223 | 1 | 1 | 1
5224 | 1 | 1 | 1
5225 | 1 | 1 | 1
5226 | 1 | 1 | 1
5227 | 1 | 1 | 1
5228 | 1 | 1 | 1
5229 | 1 | 1 | 1
5230 | 1 | 1 | 1
5231 | 1 | 1 | 1
5232 | 1 | 1 | 1
5233 | 1 | 1 | 1
5234 | 1 | 1 | 1
5235 | 1 | 1 | 1
5236 | 1 | 1 | 1
5237 | 1 | 1 | 1
5238 | 1 | 1 | 1
5239 | 1 | 1 | 1
5240 | 1 | 1 | 1
5241 | 1 | 1 | 1
5242 | 1 | 1 | 1
5243 | 1 | 1 | 1
5244 | 1 | 1 | 1
5245 | 1 | 1 | 1
5246 | 1 | 1 | 1
5247 | 1 | 1 | 1
5248 | 1 | 1 | 1
5249 | 1 | 1 | 1
5250 | 1 | 1 | 1
5251 | 1 | 1 | 1
5252 | 1 | 1 | 1
5253 | 1 | 1 | 1
5254 | 1 | 1 | 1
5255 | 1 | 1 | 1
5256 | 1 | 1 | 1
5257 | 1 | 1 | 1
5258 | 1 | 1 | 1
5259 | 1 | 1 | 1
5260 | 1 | 1 | 1
5261 | 1 | 1 | 1
5262 | 1 | 1 | 1
5263 | 1 | 1 | 1
5264 | 1 | 1 | 1
5265 | 1 | 1 | 1
5266 | 1 | 1 | 1
5267 | 1 | 1 | 1
5268 | 1 | 1 | 1
5269 | 1 | 1 | 1
5270 | 1 | 1 | 1
5271 | 1 | 1 | 1
5272 | 1 | 1 | 1
5273 | 1 | 1 | 1
5274 | 1 | 1 | 1
5275 | 1 | 1 | 1
5276 | 1 | 1 | 1
5277 | 1 | 1 | 1
5278 | 1 | 1 | 1
5279 | 1 | 1 | 1
5280 | 1 | 1 | 1
5281 | 1 | 1 | 1
5282 | 1 | 1 | 1
5283 | 1 | 1 | 1
5284 | 1 | 1 | 1
5285 | 1 | 1 | 1
5286 | 1 | 1 | 1
5287 | 1 | 1 | 1
5288 | 1 | 1 | 1
5289 | 1 | 1 | 1
5290 | 1 | 1 | 1
5291 | 1 | 1 | 1
5292 | 1 | 1 | 1
5293 | 1 | 1 | 1
5294 | 1 | 1 | 1
5295 | 1 | 1 | 1
5296 | 1 | 1 | 1
5297 | 1 | 1 | 1
5298 | 1 | 1 | 1
5299 | 1 | 1 | 1
5300 | 1 | 1 | 1
5301 | 1 | 1 | 1
5302 | 1 | 1 | 1
5303 | 1 | 1 | 1
5304 | 1 | 1 | 1
5305 | 1 | 1 | 1
5306 | 1 | 1 | 1
5307 | 1 | 1 | 1
5308 | 1 | 1 | 1
5309 | 1 | 1 | 1
5310 | 1 | 1 | 1
5311 | 1 | 1 | 1
5312 | 1 | 1 | 1
5313 | 1 | 1 | 1
5314 | 1 | 1 | 1
5315 | 1 | 1 | 1
5316 | 1 | 1 | 1
5317 | 1 | 1 | 1
5318 | 1 | 1 | 1
5319 | 1 | 1 | 1
5320 | 1 | 1 | 1
5321 | 1 | 1 | 1
5322 | 1 | 1 | 1
5323 | 1 | 1 | 1
5324 | 1 | 1 | 1
5325 | 1 | 1 | 1
5326 | 1 | 1 | 1
5327 | 1 | 1 | 1
5328 | 1 | 1 | 1
5329 | 1 | 1 | 1
5330 | 1 | 1 | 1
5331 | 1 | 1 | 1
5332 | 1 | 1 | 1
5333 | 1 | 1 | 1
5334 | 1 | 1 | 1
5335 | 1 | 1 | 1
5336 | 1 | 1 | 1
5337 | 1 | 1 | 1
5338 | 1 | 1 | 1
5339 | 1 | 1 | 1
5340 | 1 | 1 | 1
5341 | 1 | 1 | 1
5342 | 1 | 1 | 1
5343 | 1 | 1 | 1
5344 | 1 | 1 | 1
5345 | 1 | 1 | 1
5346 | 1 | 1 | 1
5347 | 1 | 1 | 1
5348 | 1 | 1 | 1
5349 | 1 | 1 | 1
5350 | 1 | 1 | 1
5351 | 1 | 1 | 1
5352 | 1 | 1 | 1
5353 | 1 | 1 | 1
5354 | 1 | 1 | 1
5355 | 1 | 1 | 1
5356 | 1 | 1 | 1
5357 | 1 | 1 | 1
5358 | 1 | 1 | 1
5359 | 1 | 1 | 1
5360 | 1 | 1 | 1
5361 | 1 | 1 | 1
5362 | 1 | 1 | 1
5363 | 1 | 1 | 1
5364 | 1 | 1 | 1
5365 | 1 | 1 | 1
5366 | 1 | 1 | 1
5367 | 1 | 1 | 1
5368 | 1 | 1 | 1
5369 | 1 | 1 | 1
5370 | 1 | 1 | 1
5371 | 1 | 1 | 1
5372 | 1 | 1 | 1
5373 | 1 | 1 | 1
5374 | 1 | 1 | 1
5375 | 1 | 1 | 1
5376 | 1 | 1 | 1
5377 | 1 | 1 | 1
5378 | 1 | 1 | 1
5379 | 1 | 1 | 1
5380 | 1 | 1 | 1
5381 | 1 | 1 | 1
5382 | 1 | 1 | 1
5383 | 1 | 1 | 1
5384 | 1 | 1 | 1
5385 | 1 | 1 | 1
5386 | 1 | 1 | 1
5387 | 1 | 1 | 1
5388 | 1 | 1 | 1
5389 | 1 | 1 | 1
5390 | 1 | 1 | 1
5391 | 1 | 1 | 1
5392 | 1 | 1 | 1
5393 | 1 | 1 | 1
5394 | 1 | 1 | 1
5395 | 1 | 1 | 1
5396 | 1 | 1 | 1
5397 | 1 | 1 | 1
5398 | 1 | 1 | 1
5399 | 1 | 1 | 1
5400 | 1 | 1 | 1
5401 | 1 | 1 | 1
5402 | 1 | 1 | 1
5403 | 1 | 1 | 1
5404 | 1 | 1 | 1
5405 | 1 | 1 | 1
5406 | 1 | 1 | 1
5407 | 1 | 1 | 1
5408 | 1 | 1 | 1
5409 | 1 | 1 | 1
5410 | 1 | 1 | 1
5411 | 1 | 1 | 1
5412 | 1 | 1 | 1
5413 | 1 | 1 | 1
5414 | 1 | 1 | 1
5415 | 1 | 1 | 1
5416 | 1 | 1 | 1
5417 | 1 | 1 | 1
5418 | 1 | 1 | 1
5419 | 1 | 1 | 1
5420 | 1 | 1 | 1
5421 | 1 | 1 | 1
5422 | 1 | 1 | 1
5423 | 1 | 1 | 1
5424 | 1 | 1 | 1
5425 | 1 | 1 | 1
5426 | 1 | 1 | 1
5427 | 1 | 1 | 1
5428 | 1 | 1 | 1
5429 | 1 | 1 | 1
5430 | 1 | 1 | 1
5431 | 1 | 1 | 1
5432 | 1 | 1 | 1
5433 | 1 | 1 | 1
5434 | 1 | 1 | 1
5435 | 1 | 1 | 1
5436 | 1 | 1 | 1
5437 | 1 | 1 | 1
5438 | 1 | 1 | 1
5439 | 1 | 1 | 1
5440 | 1 | 1 | 1
5441 | 1 | 1 | 1
5442 | 1 | 1 | 1
5443 | 1 | 1 | 1
5444 | 1 | 1 | 1
5445 | 1 | 1 | 1
5446 | 1 | 1 | 1
5447 | 1 | 1 | 1
5448 | 1 | 1 | 1
5449 | 1 | 1 | 1
5450 | 1 | 1 | 1
5451 | 1 | 1 | 1
5452 | 1 | 1 | 1
5453 | 1 | 1 | 1
5454 | 1 | 1 | 1
5455 | 1 | 1 | 1
5456 | 1 | 1 | 1
5457 | 1 | 1 | 1
5458 | 1 | 1 | 1
5459 | 1 | 1 | 1
5460 | 1 | 1 | 1
5461 | 1 | 1 | 1
5462 | 1 | 1 | 1
5463 | 1 | 1 | 1
5464 | 1 | 1 | 1
5465 | 1 | 1 | 1
5466 | 1 | 1 | 1
5467 | 1 | 1 | 1
5468 | 1 | 1 | 1
5469 | 1 | 1 | 1
5470 | 1 | 1 | 1
5471 | 1 | 1 | 1
5472 | 1 | 1 | 1
5473 | 1 | 1 | 1
5474 | 1 | 1 | 1
5475 | 1 | 1 | 1
5476 | 1 | 1 | 1
5477 | 1 | 1 | 1
5478 | 1 | 1 | 1
5479 | 1 | 1 | 1
5480 | 1 | 1 | 1
5481 | 1 | 1 | 1
5482 | 1 | 1 | 1
5483 | 1 | 1 | 1
5484 | 1 | 1 | 1
5485 | 1 | 1 | 1
5486 | 1 | 1 | 1
5487 | 1 | 1 | 1
5488 | 1 | 1 | 1
5489 | 1 | 1 | 1
5490 | 1 | 1 | 1
5491 | 1 | 1 | 1
5492 | 1 | 1 | 1
5493 | 1 | 1 | 1
5494 | 1 | 1 | 1
5495 | 1 | 1 | 1
5496 | 1 | 1 | 1
5497 | 1 | 1 | 1
5498 | 1 | 1 | 1
5499 | 1 | 1 | 1
5500 | 1 | 1 | 1
5501 | 1 | 1 | 1
5502 | 1 | 1 | 1
5503 | 1 | 1 | 1
5504 | 1 | 1 | 1
5505 | 1 | 1 | 1
5506 | 1 | 1 | 1
5507 | 1 | 1 | 1
5508 | 1 | 1 | 1
5509 | 1 | 1 | 1
5510 | 1 | 1 | 1
5511 | 1 | 1 | 1
5512 | 1 | 1 | 1
5513 | 1 | 1 | 1
5514 | 1 | 1 | 1
5515 | 1 | 1 | 1
5516 | 1 | 1 | 1
5517 | 1 | 1 | 1
5518 | 1 | 1 | 1
5519 | 1 | 1 | 1
5520 | 1 | 1 | 1
5521 | 1 | 1 | 1
5522 | 1 | 1 | 1
5523 | 1 | 1 | 1
5524 | 1 | 1 | 1
5525 | 1 | 1 | 1
5526 | 1 | 1 | 1
5527 | 1 | 1 | 1
5528 | 1 | 1 | 1
5529 | 1 | 1 | 1
5530 | 1 | 1 | 1
5531 | 1 | 1 | 1
5532 | 1 | 1 | 1
5533 | 1 | 1 | 1
5534 | 1 | 1 | 1
5535 | 1 | 1 | 1
5536 | 1 | 1 | 1
5537 | 1 | 1 | 1
5538 | 1 | 1 | 1
5539 | 1 | 1 | 1
5540 | 1 | 1 | 1
5541 | 1 | 1 | 1
5542 | 1 | 1 | 1
5543 | 1 | 1 | 1
5544 | 1 | 1 | 1
5545 | 1 | 1 | 1
5546 | 1 | 1 | 1
5547 | 1 | 1 | 1
5548 | 1 | 1 | 1
5549 | 1 | 1 | 1
5550 | 1 | 1 | 1
5551 | 1 | 1 | 1
5552 | 1 | 1 | 1
5553 | 1 | 1 | 1
5554 | 1 | 1 | 1
5555 | 1 | 1 | 1
5556 | 1 | 1 | 1
5557 | 1 | 1 | 1
5558 | 1 | 1 | 1
5559 | 1 | 1 | 1
5560 | 1 | 1 | 1
5561 | 1 | 1 | 1
5562 | 1 | 1 | 1
5563 | 1 | 1 | 1
5564 | 1 | 1 | 1
5565 | 1 | 1 | 1
5566 | 1 | 1 | 1
5567 | 1 | 1 | 1
5568 | 1 | 1 | 1
5569 | 1 | 1 | 1
5570 | 1 | 1 | 1
5571 | 1 | 1 | 1
5572 | 1 | 1 | 1
5573 | 1 | 1 | 1
5574 | 1 | 1 | 1
5575 | 1 | 1 | 1
5576 | 1 | 1 | 1
5577 | 1 | 1 | 1
5578 | 1 | 1 | 1
5579 | 1 | 1 | 1
5580 | 1 | 1 | 1
5581 | 1 | 1 | 1
5582 | 1 | 1 | 1
5583 | 1 | 1 | 1
5584 | 1 | 1 | 1
5585 | 1 | 1 | 1
5586 | 1 | 1 | 1
5587 | 1 | 1 | 1
5588 | 1 | 1 | 1
5589 | 1 | 1 | 1
5590 | 1 | 1 | 1
5591 | 1 | 1 | 1
5592 | 1 | 1 | 1
5593 | 1 | 1 | 1
5594 | 1 | 1 | 1
5595 | 1 | 1 | 1
5596 | 1 | 1 | 1
5597 | 1 | 1 | 1
5598 | 1 | 1 | 1
5599 | 1 | 1 | 1
5600 | 1 | 1 | 1
5601 | 1 | 1 | 1
5602 | 1 | 1 | 1
5603 | 1 | 1 | 1
5604 | 1 | 1 | 1
5605 | 1 | 1 | 1
5606 | 1 | 1 | 1
5607 | 1 | 1 | 1
5608 | 1 | 1 | 1
5609 | 1 | 1 | 1
5610 | 1 | 1 | 1
5611 | 1 | 1 | 1
5612 | 1 | 1 | 1
5613 | 1 | 1 | 1
5614 | 1 | 1 | 1
5615 | 1 | 1 | 1
5616 | 1 | 1 | 1
5617 | 1 | 1 | 1
5618 | 1 | 1 | 1
5619 | 1 | 1 | 1
5620 | 1 | 1 | 1
5621 | 1 | 1 | 1
5622 | 1 | 1 | 1
5623 | 1 | 1 | 1
5624 | 1 | 1 | 1
5625 | 1 | 1 | 1
5626 | 1 | 1 | 1
5627 | 1 | 1 | 1
5628 | 1 | 1 | 1
5629 | 1 | 1 | 1
5630 | 1 | 1 | 1
5631 | 1 | 1 | 1
5632 | 1 | 1 | 1
5633 | 1 | 1 | 1
5634 | 1 | 1 | 1
5635 | 1 | 1 | 1
5636 | 1 | 1 | 1
5637 | 1 | 1 | 1
5638 | 1 | 1 | 1
5639 | 1 | 1 | 1
5640 | 1 | 1 | 1
5641 | 1 | 1 | 1
5642 | 1 | 1 | 1
5643 | 1 | 1 | 1
5644 | 1 | 1 | 1
5645 | 1 | 1 | 1
5646 | 1 | 1 | 1
5647 | 1 | 1 | 1
5648 | 1 | 1 | 1
5649 | 1 | 1 | 1
5650 | 1 | 1 | 1
5651 | 1 | 1 | 1
5652 | 1 | 1 | 1
5653 | 1 | 1 | 1
5654 | 1 | 1 | 1
5655 | 1 | 1 | 1
5656 | 1 | 1 | 1
5657 | 1 | 1 | 1
5658 | 1 | 1 | 1
5659 | 1 | 1 | 1
5660 | 1 | 1 | 1
5661 | 1 | 1 | 1
5662 | 1 | 1 | 1
5663 | 1 | 1 | 1
5664 | 1 | 1 | 1
5665 | 1 | 1 | 1
5666 | 1 | 1 | 1
5667 | 1 | 1 | 1
5668 | 1 | 1 | 1
5669 | 1 | 1 | 1
5670 | 1 | 1 | 1
5671 | 1 | 1 | 1
5672 | 1 | 1 | 1
5673 | 1 | 1 | 1
5674 | 1 | 1 | 1
5675 | 1 | 1 | 1
5676 | 1 | 1 | 1
5677 | 1 | 1 | 1
5678 | 1 | 1 | 1
5679 | 1 | 1 | 1
5680 | 1 | 1 | 1
5681 | 1 | 1 | 1
5682 | 1 | 1 | 1
5683 | 1 | 1 | 1
5684 | 1 | 1 | 1
5685 | 1 | 1 | 1
5686 | 1 | 1 | 1
5687 | 1 | 1 | 1
5688 | 1 | 1 | 1
5689 | 1 | 1 | 1
5690 | 1 | 1 | 1
5691 | 1 | 1 | 1
5692 | 1 | 1 | 1
5693 | 1 | 1 | 1
5694 | 1 | 1 | 1
5695 | 1 | 1 | 1
5696 | 1 | 1 | 1
5697 | 1 | 1 | 1
5698 | 1 | 1 | 1
5699 | 1 | 1 | 1
5700 | 1 | 1 | 1
5701 | 1 | 1 | 1
5702 | 1 | 1 | 1
5703 | 1 | 1 | 1
5704 | 1 | 1 | 1
5705 | 1 | 1 | 1
5706 | 1 | 1 | 1
5707 | 1 | 1 | 1
5708 | 1 | 1 | 1
5709 | 1 | 1 | 1
5710 | 1 | 1 | 1
5711 | 1 | 1 | 1
5712 | 1 | 1 | 1
5713 | 1 | 1 | 1
5714 | 1 | 1 | 1
5715 | 1 | 1 | 1
5716 | 1 | 1 | 1
5717 | 1 | 1 | 1
5718 | 1 | 1 | 1
5719 | 1 | 1 | 1
5720 | 1 | 1 | 1
5721 | 1 | 1 | 1
5722 | 1 | 1 | 1
5723 | 1 | 1 | 1
5724 | 1 | 1 | 1
5725 | 1 | 1 | 1
5726 | 1 | 1 | 1
5727 | 1 | 1 | 1
5728 | 1 | 1 | 1
5729 | 1 | 1 | 1
5730 | 1 | 1 | 1
5731 | 1 | 1 | 1
5732 | 1 | 1 | 1
5733 | 1 | 1 | 1
5734 | 1 | 1 | 1
5735 | 1 | 1 | 1
5736 | 1 | 1 | 1
5737 | 1 | 1 | 1
5738 | 1 | 1 | 1
5739 | 1 | 1 | 1
5740 | 1 | 1 | 1
5741 | 1 | 1 | 1
5742 | 1 | 1 | 1
5743 | 1 | 1 | 1
5744 | 1 | 1 | 1
5745 | 1 | 1 | 1
5746 | 1 | 1 | 1
5747 | 1 | 1 | 1
5748 | 1 | 1 | 1
5749 | 1 | 1 | 1
5750 | 1 | 1 | 1
5751 | 1 | 1 | 1
5752 | 1 | 1 | 1
5753 | 1 | 1 | 1
5754 | 1 | 1 | 1
5755 | 1 | 1 | 1
5756 | 1 | 1 | 1
5757 | 1 | 1 | 1
5758 | 1 | 1 | 1
5759 | 1 | 1 | 1
5760 | 1 | 1 | 1
5761 | 1 | 1 | 1
5762 | 1 | 1 | 1
5763 | 1 | 1 | 1
5764 | 1 | 1 | 1
5765 | 1 | 1 | 1
5766 | 1 | 1 | 1
5767 | 1 | 1 | 1
5768 | 1 | 1 | 1
5769 | 1 | 1 | 1
5770 | 1 | 1 | 1
5771 | 1 | 1 | 1
5772 | 1 | 1 | 1
5773 | 1 | 1 | 1
5774 | 1 | 1 | 1
5775 | 1 | 1 | 1
5776 | 1 | 1 | 1
5777 | 1 | 1 | 1
5778 | 1 | 1 | 1
5779 | 1 | 1 | 1
5780 | 1 | 1 | 1
5781 | 1 | 1 | 1
5782 | 1 | 1 | 1
5783 | 1 | 1 | 1
5784 | 1 | 1 | 1
5785 | 1 | 1 | 1
5786 | 1 | 1 | 1
5787 | 1 | 1 | 1
5788 | 1 | 1 | 1
5789 | 1 | 1 | 1
5790 | 1 | 1 | 1
5791 | 1 | 1 | 1
5792 | 1 | 1 | 1
5793 | 1 | 1 | 1
5794 | 1 | 1 | 1
5795 | 1 | 1 | 1
5796 | 1 | 1 | 1
5797 | 1 | 1 | 1
5798 | 1 | 1 | 1
5799 | 1 | 1 | 1
5800 | 1 | 1 | 1
5801 | 1 | 1 | 1
5802 | 1 | 1 | 1
5803 | 1 | 1 | 1
5804 | 1 | 1 | 1
5805 | 1 | 1 | 1
5806 | 1 | 1 | 1
5807 | 1 | 1 | 1
5808 | 1 | 1 | 1
5809 | 1 | 1 | 1
5810 | 1 | 1 | 1
5811 | 1 | 1 | 1
5812 | 1 | 1 | 1
5813 | 1 | 1 | 1
5814 | 1 | 1 | 1
5815 | 1 | 1 | 1
5816 | 1 | 1 | 1
5817 | 1 | 1 | 1
5818 | 1 | 1 | 1
5819 | 1 | 1 | 1
5820 | 1 | 1 | 1
5821 | 1 | 1 | 1
5822 | 1 | 1 | 1
5823 | 1 | 1 | 1
5824 | 1 | 1 | 1
5825 | 1 | 1 | 1
5826 | 1 | 1 | 1
5827 | 1 | 1 | 1
5828 | 1 | 1 | 1
5829 | 1 | 1 | 1
5830 | 1 | 1 | 1
5831 | 1 | 1 | 1
5832 | 1 | 1 | 1
5833 | 1 | 1 | 1
5834 | 1 | 1 | 1
5835 | 1 | 1 | 1
5836 | 1 | 1 | 1
5837 | 1 | 1 | 1
5838 | 1 | 1 | 1
5839 | 1 | 1 | 1
5840 | 1 | 1 | 1
5841 | 1 | 1 | 1
5842 | 1 | 1 | 1
5843 | 1 | 1 | 1
5844 | 1 | 1 | 1
5845 | 1 | 1 | 1
5846 | 1 | 1 | 1
5847 | 1 | 1 | 1
5848 | 1 | 1 | 1
5849 | 1 | 1 | 1
5850 | 1 | 1 | 1
5851 | 1 | 1 | 1
5852 | 1 | 1 | 1
5853 | 1 | 1 | 1
5854 | 1 | 1 | 1
5855 | 1 | 1 | 1
5856 | 1 | 1 | 1
5857 | 1 | 1 | 1
5858 | 1 | 1 | 1
5859 | 1 | 1 | 1
5860 | 1 | 1 | 1
5861 | 1 | 1 | 1
5862 | 1 | 1 | 1
5863 | 1 | 1 | 1
5864 | 1 | 1 | 1
5865 | 1 | 1 | 1
5866 | 1 | 1 | 1
5867 | 1 | 1 | 1
5868 | 1 | 1 | 1
5869 | 1 | 1 | 1
5870 | 1 | 1 | 1
5871 | 1 | 1 | 1
5872 | 1 | 1 | 1
5873 | 1 | 1 | 1
5874 | 1 | 1 | 1
5875 | 1 | 1 | 1
5876 | 1 | 1 | 1
5877 | 1 | 1 | 1
5878 | 1 | 1 | 1
5879 | 1 | 1 | 1
5880 | 1 | 1 | 1
5881 | 1 | 1 | 1
5882 | 1 | 1 | 1
5883 | 1 | 1 | 1
5884 | 1 | 1 | 1
5885 | 1 | 1 | 1
5886 | 1 | 1 | 1
5887 | 1 | 1 | 1
5888 | 1 | 1 | 1
5889 | 1 | 1 | 1
5890 | 1 | 1 | 1
5891 | 1 | 1 | 1
5892 | 1 | 1 | 1
5893 | 1 | 1 | 1
5894 | 1 | 1 | 1
5895 | 1 | 1 | 1
5896 | 1 | 1 | 1
5897 | 1 | 1 | 1
5898 | 1 | 1 | 1
5899 | 1 | 1 | 1
5900 | 1 | 1 | 1
5901 | 1 | 1 | 1
5902 | 1 | 1 | 1
5903 | 1 | 1 | 1
5904 | 1 | 1 | 1
5905 | 1 | 1 | 1
5906 | 1 | 1 | 1
5907 | 1 | 1 | 1
5908 | 1 | 1 | 1
5909 | 1 | 1 | 1
5910 | 1 | 1 | 1
5911 | 1 | 1 | 1
5912 | 1 | 1 | 1
5913 | 1 | 1 | 1
5914 | 1 | 1 | 1
5915 | 1 | 1 | 1
5916 | 1 | 1 | 1
5917 | 1 | 1 | 1
5918 | 1 | 1 | 1
5919 | 1 | 1 | 1
5920 | 1 | 1 | 1
5921 | 1 | 1 | 1
5922 | 1 | 1 | 1
5923 | 1 | 1 | 1
5924 | 1 | 1 | 1
5925 | 1 | 1 | 1
5926 | 1 | 1 | 1
5927 | 1 | 1 | 1
5928 | 1 | 1 | 1
5929 | 1 | 1 | 1
5930 | 1 | 1 | 1
5931 | 1 | 1 | 1
5932 | 1 | 1 | 1
5933 | 1 | 1 | 1
5934 | 1 | 1 | 1
5935 | 1 | 1 | 1
5936 | 1 | 1 | 1
5937 | 1 | 1 | 1
5938 | 1 | 1 | 1
5939 | 1 | 1 | 1
5940 | 1 | 1 | 1
5941 | 1 | 1 | 1
5942 | 1 | 1 | 1
5943 | 1 | 1 | 1
5944 | 1 | 1 | 1
5945 | 1 | 1 | 1
5946 | 1 | 1 | 1
5947 | 1 | 1 | 1
5948 | 1 | 1 | 1
5949 | 1 | 1 | 1
5950 | 1 | 1 | 1
5951 | 1 | 1 | 1
5952 | 1 | 1 | 1
5953 | 1 | 1 | 1
5954 | 1 | 1 | 1
5955 | 1 | 1 | 1
5956 | 1 | 1 | 1
5957 | 1 | 1 | 1
5958 | 1 | 1 | 1
5959 | 1 | 1 | 1
5960 | 1 | 1 | 1
5961 | 1 | 1 | 1
5962 | 1 | 1 | 1
5963 | 1 | 1 | 1
5964 | 1 | 1 | 1
5965 | 1 | 1 | 1
5966 | 1 | 1 | 1
5967 | 1 | 1 | 1
5968 | 1 | 1 | 1
5969 | 1 | 1 | 1
5970 | 1 | 1 | 1
5971 | 1 | 1 | 1
5972 | 1 | 1 | 1
5973 | 1 | 1 | 1
5974 | 1 | 1 | 1
5975 | 1 | 1 | 1
5976 | 1 | 1 | 1
5977 | 1 | 1 | 1
5978 | 1 | 1 | 1
5979 | 1 | 1 | 1
5980 | 1 | 1 | 1
5981 | 1 | 1 | 1
5982 | 1 | 1 | 1
5983 | 1 | 1 | 1
5984 | 1 | 1 | 1
5985 | 1 | 1 | 1
5986 | 1 | 1 | 1
5987 | 1 | 1 | 1
5988 | 1 | 1 | 1
5989 | 1 | 1 | 1
5990 | 1 | 1 | 1
5991 | 1 | 1 | 1
5992 | 1 | 1 | 1
5993 | 1 | 1 | 1
5994 | 1 | 1 | 1
5995 | 1 | 1 | 1
5996 | 1 | 1 | 1
5997 | 1 | 1 | 1
5998 | 1 | 1 | 1
5999 | 1 | 1 | 1
6000 | 1 | 1 | 1
6001 | 1 | 1 | 1
6002 | 1 | 1 | 1
6003 | 1 | 1 | 1
6004 | 1 | 1 | 1
6005 | 1 | 1 | 1
6006 | 1 | 1 | 1
6007 | 1 | 1 | 1
6008 | 1 | 1 | 1
6009 | 1 | 1 | 1
6010 | 1 | 1 | 1
6011 | 1 | 1 | 1
6012 | 1 | 1 | 1
6013 | 1 | 1 | 1
6014 | 1 | 1 | 1
6015 | 1 | 1 | 1
6016 | 1 | 1 | 1
6017 | 1 | 1 | 1
6018 | 1 | 1 | 1
6019 | 1 | 1 | 1
6020 | 1 | 1 | 1
6021 | 1 | 1 | 1
6022 | 1 | 1 | 1
6023 | 1 | 1 | 1
6024 | 1 | 1 | 1
6025 | 1 | 1 | 1
6026 | 1 | 1 | 1
6027 | 1 | 1 | 1
6028 | 1 | 1 | 1
6029 | 1 | 1 | 1
6030 | 1 | 1 | 1
6031 | 1 | 1 | 1
6032 | 1 | 1 | 1
6033 | 1 | 1 | 1
6034 | 1 | 1 | 1
6035 | 1 | 1 | 1
6036 | 1 | 1 | 1
6037 | 1 | 1 | 1
6038 | 1 | 1 | 1
6039 | 1 | 1 | 1
6040 | 1 | 1 | 1
6041 | 1 | 1 | 1
6042 | 1 | 1 | 1
6043 | 1 | 1 | 1
6044 | 1 | 1 | 1
6045 | 1 | 1 | 1
6046 | 1 | 1 | 1
6047 | 1 | 1 | 1
6048 | 1 | 1 | 1
6049 | 1 | 1 | 1
6050 | 1 | 1 | 1
6051 | 1 | 1 | 1
6052 | 1 | 1 | 1
6053 | 1 | 1 | 1
6054 | 1 | 1 | 1
6055 | 1 | 1 | 1
6056 | 1 | 1 | 1
6057 | 1 | 1 | 1
6058 | 1 | 1 | 1
6059 | 1 | 1 | 1
6060 | 1 | 1 | 1
6061 | 1 | 1 | 1
6062 | 1 | 1 | 1
6063 | 1 | 1 | 1
6064 | 1 | 1 | 1
6065 | 1 | 1 | 1
6066 | 1 | 1 | 1
6067 | 1 | 1 | 1
6068 | 1 | 1 | 1
6069 | 1 | 1 | 1
6070 | 1 | 1 | 1
6071 | 1 | 1 | 1
6072 | 1 | 1 | 1
6073 | 1 | 1 | 1
6074 | 1 | 1 | 1
6075 | 1 | 1 | 1
6076 | 1 | 1 | 1
6077 | 1 | 1 | 1
6078 | 1 | 1 | 1
6079 | 1 | 1 | 1
6080 | 1 | 1 | 1
6081 | 1 | 1 | 1
6082 | 1 | 1 | 1
6083 | 1 | 1 | 1
6084 | 1 | 1 | 1
6085 | 1 | 1 | 1
6086 | 1 | 1 | 1
6087 | 1 | 1 | 1
6088 | 1 | 1 | 1
6089 | 1 | 1 | 1
6090 | 1 | 1 | 1
6091 | 1 | 1 | 1
6092 | 1 | 1 | 1
6093 | 1 | 1 | 1
6094 | 1 | 1 | 1
6095 | 1 | 1 | 1
6096 | 1 | 1 | 1
6097 | 1 | 1 | 1
6098 | 1 | 1 | 1
6099 | 1 | 1 | 1
6100 | 1 | 1 | 1
6101 | 1 | 1 | 1
6102 | 1 | 1 | 1
6103 | 1 | 1 | 1
6104 | 1 | 1 | 1
6105 | 1 | 1 | 1
6106 | 1 | 1 | 1
6107 | 1 | 1 | 1
6108 | 1 | 1 | 1
6109 | 1 | 1 | 1
6110 | 1 | 1 | 1
6111 | 1 | 1 | 1
6112 | 1 | 1 | 1
6113 | 1 | 1 | 1
6114 | 1 | 1 | 1
6115 | 1 | 1 | 1
6116 | 1 | 1 | 1
6117 | 1 | 1 | 1
6118 | 1 | 1 | 1
6119 | 1 | 1 | 1
6120 | 1 | 1 | 1
6121 | 1 | 1 | 1
6122 | 1 | 1 | 1
6123 | 1 | 1 | 1
6124 | 1 | 1 | 1
6125 | 1 | 1 | 1
6126 | 1 | 1 | 1
6127 | 1 | 1 | 1
6128 | 1 | 1 | 1
6129 | 1 | 1 | 1
6130 | 1 | 1 | 1
6131 | 1 | 1 | 1
6132 | 1 | 1 | 1
6133 | 1 | 1 | 1
6134 | 1 | 1 | 1
6135 | 1 | 1 | 1
6136 | 1 | 1 | 1
6137 | 1 | 1 | 1
6138 | 1 | 1 | 1
6139 | 1 | 1 | 1
6140 | 1 | 1 | 1
6141 | 1 | 1 | 1
6142 | 1 | 1 | 1
6143 | 1 | 1 | 1
6144 | 1 | 1 | 1
6145 | 1 | 1 | 1
6146 | 1 | 1 | 1
6147 | 1 | 1 | 1
6148 | 1 | 1 | 1
6149 | 1 | 1 | 1
6150 | 1 | 1 | 1
6151 | 1 | 1 | 1
6152 | 1 | 1 | 1
6153 | 1 | 1 | 1
6154 | 1 | 1 | 1
6155 | 1 | 1 | 1
6156 | 1 | 1 | 1
6157 | 1 | 1 | 1
6158 | 1 | 1 | 1
6159 | 1 | 1 | 1
6160 | 1 | 1 | 1
6161 | 1 | 1 | 1
6162 | 1 | 1 | 1
6163 | 1 | 1 | 1
6164 | 1 | 1 | 1
6165 | 1 | 1 | 1
6166 | 1 | 1 | 1
6167 | 1 | 1 | 1
6168 | 1 | 1 | 1
6169 | 1 | 1 | 1
6170 | 1 | 1 | 1
6171 | 1 | 1 | 1
6172 | 1 | 1 | 1
6173 | 1 | 1 | 1
6174 | 1 | 1 | 1
6175 | 1 | 1 | 1
6176 | 1 | 1 | 1
6177 | 1 | 1 | 1
6178 | 1 | 1 | 1
6179 | 1 | 1 | 1
6180 | 1 | 1 | 1
6181 | 1 | 1 | 1
6182 | 1 | 1 | 1
6183 | 1 | 1 | 1
6184 | 1 | 1 | 1
6185 | 1 | 1 | 1
6186 | 1 | 1 | 1
6187 | 1 | 1 | 1
6188 | 1 | 1 | 1
6189 | 1 | 1 | 1
6190 | 1 | 1 | 1
6191 | 1 | 1 | 1
6192 | 1 | 1 | 1
6193 | 1 | 1 | 1
6194 | 1 | 1 | 1
6195 | 1 | 1 | 1
6196 | 1 | 1 | 1
6197 | 1 | 1 | 1
6198 | 1 | 1 | 1
6199 | 1 | 1 | 1
6200 | 1 | 1 | 1
6201 | 1 | 1 | 1
6202 | 1 | 1 | 1
6203 | 1 | 1 | 1
6204 | 1 | 1 | 1
6205 | 1 | 1 | 1
6206 | 1 | 1 | 1
6207 | 1 | 1 | 1
6208 | 1 | 1 | 1
6209 | 1 | 1 | 1
6210 | 1 | 1 | 1
6211 | 1 | 1 | 1
6212 | 1 | 1 | 1
6213 | 1 | 1 | 1
6214 | 1 | 1 | 1
6215 | 1 | 1 | 1
6216 | 1 | 1 | 1
6217 | 1 | 1 | 1
6218 | 1 | 1 | 1
6219 | 1 | 1 | 1
6220 | 1 | 1 | 1
6221 | 1 | 1 | 1
6222 | 1 | 1 | 1
6223 | 1 | 1 | 1
6224 | 1 | 1 | 1
6225 | 1 | 1 | 1
6226 | 1 | 1 | 1
6227 | 1 | 1 | 1
6228 | 1 | 1 | 1
6229 | 1 | 1 | 1
6230 | 1 | 1 | 1
6231 | 1 | 1 | 1
6232 | 1 | 1 | 1
6233 | 1 | 1 | 1
6234 | 1 | 1 | 1
6235 | 1 | 1 | 1
6236 | 1 | 1 | 1
6237 | 1 | 1 | 1
6238 | 1 | 1 | 1
6239 | 1 | 1 | 1
6240 | 1 | 1 | 1
6241 | 1 | 1 | 1
6242 | 1 | 1 | 1
6243 | 1 | 1 | 1
6244 | 1 | 1 | 1
6245 | 1 | 1 | 1
6246 | 1 | 1 | 1
6247 | 1 | 1 | 1
6248 | 1 | 1 | 1
6249 | 1 | 1 | 1
6250 | 1 | 1 | 1
6251 | 1 | 1 | 1
6252 | 1 | 1 | 1
6253 | 1 | 1 | 1
6254 | 1 | 1 | 1
6255 | 1 | 1 | 1
6256 | 1 | 1 | 1
6257 | 1 | 1 | 1
6258 | 1 | 1 | 1
6259 | 1 | 1 | 1
6260 | 1 | 1 | 1
6261 | 1 | 1 | 1
6262 | 1 | 1 | 1
6263 | 1 | 1 | 1
6264 | 1 | 1 | 1
6265 | 1 | 1 | 1
6266 | 1 | 1 | 1
6267 | 1 | 1 | 1
6268 | 1 | 1 | 1
6269 | 1 | 1 | 1
6270 | 1 | 1 | 1
6271 | 1 | 1 | 1
6272 | 1 | 1 | 1
6273 | 1 | 1 | 1
6274 | 1 | 1 | 1
6275 | 1 | 1 | 1
6276 | 1 | 1 | 1
6277 | 1 | 1 | 1
6278 | 1 | 1 | 1
6279 | 1 | 1 | 1
6280 | 1 | 1 | 1
6281 | 1 | 1 | 1
6282 | 1 | 1 | 1
6283 | 1 | 1 | 1
6284 | 1 | 1 | 1
6285 | 1 | 1 | 1
6286 | 1 | 1 | 1
6287 | 1 | 1 | 1
6288 | 1 | 1 | 1
6289 | 1 | 1 | 1
6290 | 1 | 1 | 1
6291 | 1 | 1 | 1
6292 | 1 | 1 | 1
6293 | 1 | 1 | 1
6294 | 1 | 1 | 1
6295 | 1 | 1 | 1
6296 | 1 | 1 | 1
6297 | 1 | 1 | 1
6298 | 1 | 1 | 1
6299 | 1 | 1 | 1
6300 | 1 | 1 | 1
6301 | 1 | 1 | 1
6302 | 1 | 1 | 1
6303 | 1 | 1 | 1
6304 | 1 | 1 | 1
6305 | 1 | 1 | 1
6306 | 1 | 1 | 1
6307 | 1 | 1 | 1
6308 | 1 | 1 | 1
6309 | 1 | 1 | 1
6310 | 1 | 1 | 1
6311 | 1 | 1 | 1
6312 | 1 | 1 | 1
6313 | 1 | 1 | 1
6314 | 1 | 1 | 1
6315 | 1 | 1 | 1
6316 | 1 | 1 | 1
6317 | 1 | 1 | 1
6318 | 1 | 1 | 1
6319 | 1 | 1 | 1
6320 | 1 | 1 | 1
6321 | 1 | 1 | 1
6322 | 1 | 1 | 1
6323 | 1 | 1 | 1
6324 | 1 | 1 | 1
6325 | 1 | 1 | 1
6326 | 1 | 1 | 1
6327 | 1 | 1 | 1
6328 | 1 | 1 | 1
6329 | 1 | 1 | 1
6330 | 1 | 1 | 1
6331 | 1 | 1 | 1
6332 | 1 | 1 | 1
6333 | 1 | 1 | 1
6334 | 1 | 1 | 1
6335 | 1 | 1 | 1
6336 | 1 | 1 | 1
6337 | 1 | 1 | 1
6338 | 1 | 1 | 1
6339 | 1 | 1 | 1
6340 | 1 | 1 | 1
6341 | 1 | 1 | 1
6342 | 1 | 1 | 1
6343 | 1 | 1 | 1
6344 | 1 | 1 | 1
6345 | 1 | 1 | 1
6346 | 1 | 1 | 1
6347 | 1 | 1 | 1
6348 | 1 | 1 | 1
6349 | 1 | 1 | 1
6350 | 1 | 1 | 1
6351 | 1 | 1 | 1
6352 | 1 | 1 | 1
6353 | 1 | 1 | 1
6354 | 1 | 1 | 1
6355 | 1 | 1 | 1
6356 | 1 | 1 | 1
6357 | 1 | 1 | 1
6358 | 1 | 1 | 1
6359 | 1 | 1 | 1
6360 | 1 | 1 | 1
6361 | 1 | 1 | 1
6362 | 1 | 1 | 1
6363 | 1 | 1 | 1
6364 | 1 | 1 | 1
6365 | 1 | 1 | 1
6366 | 1 | 1 | 1
6367 | 1 | 1 | 1
6368 | 1 | 1 | 1
6369 | 1 | 1 | 1
6370 | 1 | 1 | 1
6371 | 1 | 1 | 1
6372 | 1 | 1 | 1
6373 | 1 | 1 | 1
6374 | 1 | 1 | 1
6375 | 1 | 1 | 1
6376 | 1 | 1 | 1
6377 | 1 | 1 | 1
6378 | 1 | 1 | 1
6379 | 1 | 1 | 1
6380 | 1 | 1 | 1
6381 | 1 | 1 | 1
6382 | 1 | 1 | 1
6383 | 1 | 1 | 1
6384 | 1 | 1 | 1
6385 | 1 | 1 | 1
6386 | 1 | 1 | 1
6387 | 1 | 1 | 1
6388 | 1 | 1 | 1
6389 | 1 | 1 | 1
6390 | 1 | 1 | 1
6391 | 1 | 1 | 1
6392 | 1 | 1 | 1
6393 | 1 | 1 | 1
6394 | 1 | 1 | 1
6395 | 1 | 1 | 1
6396 | 1 | 1 | 1
6397 | 1 | 1 | 1
6398 | 1 | 1 | 1
6399 | 1 | 1 | 1
6400 | 1 | 1 | 1
6401 | 1 | 1 | 1
6402 | 1 | 1 | 1
6403 | 1 | 1 | 1
6404 | 1 | 1 | 1
6405 | 1 | 1 | 1
6406 | 1 | 1 | 1
6407 | 1 | 1 | 1
6408 | 1 | 1 | 1
6409 | 1 | 1 | 1
6410 | 1 | 1 | 1
6411 | 1 | 1 | 1
6412 | 1 | 1 | 1
6413 | 1 | 1 | 1
6414 | 1 | 1 | 1
6415 | 1 | 1 | 1
6416 | 1 | 1 | 1
6417 | 1 | 1 | 1
6418 | 1 | 1 | 1
6419 | 1 | 1 | 1
6420 | 1 | 1 | 1
6421 | 1 | 1 | 1
6422 | 1 | 1 | 1
6423 | 1 | 1 | 1
6424 | 1 | 1 | 1
6425 | 1 | 1 | 1
6426 | 1 | 1 | 1
6427 | 1 | 1 | 1
6428 | 1 | 1 | 1
6429 | 1 | 1 | 1
6430 | 1 | 1 | 1
6431 | 1 | 1 | 1
6432 | 1 | 1 | 1
6433 | 1 | 1 | 1
6434 | 1 | 1 | 1
6435 | 1 | 1 | 1
6436 | 1 | 1 | 1
6437 | 1 | 1 | 1
6438 | 1 | 1 | 1
6439 | 1 | 1 | 1
6440 | 1 | 1 | 1
6441 | 1 | 1 | 1
6442 | 1 | 1 | 1
6443 | 1 | 1 | 1
6444 | 1 | 1 | 1
6445 | 1 | 1 | 1
6446 | 1 | 1 | 1
6447 | 1 | 1 | 1
6448 | 1 | 1 | 1
6449 | 1 | 1 | 1
6450 | 1 | 1 | 1
6451 | 1 | 1 | 1
6452 | 1 | 1 | 1
6453 | 1 | 1 | 1
6454 | 1 | 1 | 1
6455 | 1 | 1 | 1
6456 | 1 | 1 | 1
6457 | 1 | 1 | 1
6458 | 1 | 1 | 1
6459 | 1 | 1 | 1
6460 | 1 | 1 | 1
6461 | 1 | 1 | 1
6462 | 1 | 1 | 1
6463 | 1 | 1 | 1
6464 | 1 | 1 | 1
6465 | 1 | 1 | 1
6466 | 1 | 1 | 1
6467 | 1 | 1 | 1
6468 | 1 | 1 | 1
6469 | 1 | 1 | 1
6470 | 1 | 1 | 1
6471 | 1 | 1 | 1
6472 | 1 | 1 | 1
6473 | 1 | 1 | 1
6474 | 1 | 1 | 1
6475 | 1 | 1 | 1
6476 | 1 | 1 | 1
6477 | 1 | 1 | 1
6478 | 1 | 1 | 1
6479 | 1 | 1 | 1
6480 | 1 | 1 | 1
6481 | 1 | 1 | 1
6482 | 1 | 1 | 1
6483 | 1 | 1 | 1
6484 | 1 | 1 | 1
6485 | 1 | 1 | 1
6486 | 1 | 1 | 1
6487 | 1 | 1 | 1
6488 | 1 | 1 | 1
6489 | 1 | 1 | 1
6490 | 1 | 1 | 1
6491 | 1 | 1 | 1
6492 | 1 | 1 | 1
6493 | 1 | 1 | 1
6494 | 1 | 1 | 1
6495 | 1 | 1 | 1
6496 | 1 | 1 | 1
6497 | 1 | 1 | 1
6498 | 1 | 1 | 1
6499 | 1 | 1 | 1
6500 | 1 | 1 | 1
6501 | 1 | 1 | 1
6502 | 1 | 1 | 1
6503 | 1 | 1 | 1
6504 | 1 | 1 | 1
6505 | 1 | 1 | 1
6506 | 1 | 1 | 1
6507 | 1 | 1 | 1
6508 | 1 | 1 | 1
6509 | 1 | 1 | 1
6510 | 1 | 1 | 1
6511 | 1 | 1 | 1
6512 | 1 | 1 | 1
6513 | 1 | 1 | 1
6514 | 1 | 1 | 1
6515 | 1 | 1 | 1
6516 | 1 | 1 | 1
6517 | 1 | 1 | 1
6518 | 1 | 1 | 1
6519 | 1 | 1 | 1
6520 | 1 | 1 | 1
6521 | 1 | 1 | 1
6522 | 1 | 1 | 1
6523 | 1 | 1 | 1
6524 | 1 | 1 | 1
6525 | 1 | 1 | 1
6526 | 1 | 1 | 1
6527 | 1 | 1 | 1
6528 | 1 | 1 | 1
6529 | 1 | 1 | 1
6530 | 1 | 1 | 1
6531 | 1 | 1 | 1
6532 | 1 | 1 | 1
6533 | 1 | 1 | 1
6534 | 1 | 1 | 1
6535 | 1 | 1 | 1
6536 | 1 | 1 | 1
6537 | 1 | 1 | 1
6538 | 1 | 1 | 1
6539 | 1 | 1 | 1
6540 | 1 | 1 | 1
6541 | 1 | 1 | 1
6542 | 1 | 1 | 1
6543 | 1 | 1 | 1
6544 | 1 | 1 | 1
6545 | 1 | 1 | 1
6546 | 1 | 1 | 1
6547 | 1 | 1 | 1
6548 | 1 | 1 | 1
6549 | 1 | 1 | 1
6550 | 1 | 1 | 1
6551 | 1 | 1 | 1
6552 | 1 | 1 | 1
6553 | 1 | 1 | 1
6554 | 1 | 1 | 1
6555 | 1 | 1 | 1
6556 | 1 | 1 | 1
6557 | 1 | 1 | 1
6558 | 1 | 1 | 1
6559 | 1 | 1 | 1
6560 | 1 | 1 | 1
6561 | 1 | 1 | 1
6562 | 1 | 1 | 1
6563 | 1 | 1 | 1
6564 | 1 | 1 | 1
6565 | 1 | 1 | 1
6566 | 1 | 1 | 1
6567 | 1 | 1 | 1
6568 | 1 | 1 | 1
6569 | 1 | 1 | 1
6570 | 1 | 1 | 1
6571 | 1 | 1 | 1
6572 | 1 | 1 | 1
6573 | 1 | 1 | 1
6574 | 1 | 1 | 1
6575 | 1 | 1 | 1
6576 | 1 | 1 | 1
6577 | 1 | 1 | 1
6578 | 1 | 1 | 1
6579 | 1 | 1 | 1
6580 | 1 | 1 | 1
6581 | 1 | 1 | 1
6582 | 1 | 1 | 1
6583 | 1 | 1 | 1
6584 | 1 | 1 | 1
6585 | 1 | 1 | 1
6586 | 1 | 1 | 1
6587 | 1 | 1 | 1
6588 | 1 | 1 | 1
6589 | 1 | 1 | 1
6590 | 1 | 1 | 1
6591 | 1 | 1 | 1
6592 | 1 | 1 | 1
6593 | 1 | 1 | 1
6594 | 1 | 1 | 1
6595 | 1 | 1 | 1
6596 | 1 | 1 | 1
6597 | 1 | 1 | 1
6598 | 1 | 1 | 1
6599 | 1 | 1 | 1
6600 | 1 | 1 | 1
6601 | 1 | 1 | 1
6602 | 1 | 1 | 1
6603 | 1 | 1 | 1
6604 | 1 | 1 | 1
6605 | 1 | 1 | 1
6606 | 1 | 1 | 1
6607 | 1 | 1 | 1
6608 | 1 | 1 | 1
6609 | 1 | 1 | 1
6610 | 1 | 1 | 1
6611 | 1 | 1 | 1
6612 | 1 | 1 | 1
6613 | 1 | 1 | 1
6614 | 1 | 1 | 1
6615 | 1 | 1 | 1
6616 | 1 | 1 | 1
6617 | 1 | 1 | 1
6618 | 1 | 1 | 1
6619 | 1 | 1 | 1
6620 | 1 | 1 | 1
6621 | 1 | 1 | 1
6622 | 1 | 1 | 1
6623 | 1 | 1 | 1
6624 | 1 | 1 | 1
6625 | 1 | 1 | 1
6626 | 1 | 1 | 1
6627 | 1 | 1 | 1
6628 | 1 | 1 | 1
6629 | 1 | 1 | 1
6630 | 1 | 1 | 1
6631 | 1 | 1 | 1
6632 | 1 | 1 | 1
6633 | 1 | 1 | 1
6634 | 1 | 1 | 1
6635 | 1 | 1 | 1
6636 | 1 | 1 | 1
6637 | 1 | 1 | 1
6638 | 1 | 1 | 1
6639 | 1 | 1 | 1
6640 | 1 | 1 | 1
6641 | 1 | 1 | 1
6642 | 1 | 1 | 1
6643 | 1 | 1 | 1
6644 | 1 | 1 | 1
6645 | 1 | 1 | 1
6646 | 1 | 1 | 1
6647 | 1 | 1 | 1
6648 | 1 | 1 | 1
6649 | 1 | 1 | 1
6650 | 1 | 1 | 1
6651 | 1 | 1 | 1
6652 | 1 | 1 | 1
6653 | 1 | 1 | 1
6654 | 1 | 1 | 1
6655 | 1 | 1 | 1
6656 | 1 | 1 | 1
6657 | 1 | 1 | 1
6658 | 1 | 1 | 1
6659 | 1 | 1 | 1
6660 | 1 | 1 | 1
6661 | 1 | 1 | 1
6662 | 1 | 1 | 1
6663 | 1 | 1 | 1
6664 | 1 | 1 | 1
6665 | 1 | 1 | 1
6666 | 1 | 1 | 1
6667 | 1 | 1 | 1
6668 | 1 | 1 | 1
6669 | 1 | 1 | 1
6670 | 1 | 1 | 1
6671 | 1 | 1 | 1
6672 | 1 | 1 | 1
6673 | 1 | 1 | 1
6674 | 1 | 1 | 1
6675 | 1 | 1 | 1
6676 | 1 | 1 | 1
6677 | 1 | 1 | 1
6678 | 1 | 1 | 1
6679 | 1 | 1 | 1
6680 | 1 | 1 | 1
6681 | 1 | 1 | 1
6682 | 1 | 1 | 1
6683 | 1 | 1 | 1
6684 | 1 | 1 | 1
6685 | 1 | 1 | 1
6686 | 1 | 1 | 1
6687 | 1 | 1 | 1
6688 | 1 | 1 | 1
6689 | 1 | 1 | 1
6690 | 1 | 1 | 1
6691 | 1 | 1 | 1
6692 | 1 | 1 | 1
6693 | 1 | 1 | 1
6694 | 1 | 1 | 1
6695 | 1 | 1 | 1
6696 | 1 | 1 | 1
6697 | 1 | 1 | 1
6698 | 1 | 1 | 1
6699 | 1 | 1 | 1
6700 | 1 | 1 | 1
6701 | 1 | 1 | 1
6702 | 1 | 1 | 1
6703 | 1 | 1 | 1
6704 | 1 | 1 | 1
6705 | 1 | 1 | 1
6706 | 1 | 1 | 1
6707 | 1 | 1 | 1
6708 | 1 | 1 | 1
6709 | 1 | 1 | 1
6710 | 1 | 1 | 1
6711 | 1 | 1 | 1
6712 | 1 | 1 | 1
6713 | 1 | 1 | 1
6714 | 1 | 1 | 1
6715 | 1 | 1 | 1
6716 | 1 | 1 | 1
6717 | 1 | 1 | 1
6718 | 1 | 1 | 1
6719 | 1 | 1 | 1
6720 | 1 | 1 | 1
6721 | 1 | 1 | 1
6722 | 1 | 1 | 1
6723 | 1 | 1 | 1
6724 | 1 | 1 | 1
6725 | 1 | 1 | 1
6726 | 1 | 1 | 1
6727 | 1 | 1 | 1
6728 | 1 | 1 | 1
6729 | 1 | 1 | 1
6730 | 1 | 1 | 1
6731 | 1 | 1 | 1
6732 | 1 | 1 | 1
6733 | 1 | 1 | 1
6734 | 1 | 1 | 1
6735 | 1 | 1 | 1
6736 | 1 | 1 | 1
6737 | 1 | 1 | 1
6738 | 1 | 1 | 1
6739 | 1 | 1 | 1
6740 | 1 | 1 | 1
6741 | 1 | 1 | 1
6742 | 1 | 1 | 1
6743 | 1 | 1 | 1
6744 | 1 | 1 | 1
6745 | 1 | 1 | 1
6746 | 1 | 1 | 1
6747 | 1 | 1 | 1
6748 | 1 | 1 | 1
6749 | 1 | 1 | 1
6750 | 1 | 1 | 1
6751 | 1 | 1 | 1
6752 | 1 | 1 | 1
6753 | 1 | 1 | 1
6754 | 1 | 1 | 1
6755 | 1 | 1 | 1
6756 | 1 | 1 | 1
6757 | 1 | 1 | 1
6758 | 1 | 1 | 1
6759 | 1 | 1 | 1
6760 | 1 | 1 | 1
6761 | 1 | 1 | 1
6762 | 1 | 1 | 1
6763 | 1 | 1 | 1
6764 | 1 | 1 | 1
6765 | 1 | 1 | 1
6766 | 1 | 1 | 1
6767 | 1 | 1 | 1
6768 | 1 | 1 | 1
6769 | 1 | 1 | 1
6770 | 1 | 1 | 1
6771 | 1 | 1 | 1
6772 | 1 | 1 | 1
6773 | 1 | 1 | 1
6774 | 1 | 1 | 1
6775 | 1 | 1 | 1
6776 | 1 | 1 | 1
6777 | 1 | 1 | 1
6778 | 1 | 1 | 1
6779 | 1 | 1 | 1
6780 | 1 | 1 | 1
6781 | 1 | 1 | 1
6782 | 1 | 1 | 1
6783 | 1 | 1 | 1
6784 | 1 | 1 | 1
6785 | 1 | 1 | 1
6786 | 1 | 1 | 1
6787 | 1 | 1 | 1
6788 | 1 | 1 | 1
6789 | 1 | 1 | 1
6790 | 1 | 1 | 1
6791 | 1 | 1 | 1
6792 | 1 | 1 | 1
6793 | 1 | 1 | 1
6794 | 1 | 1 | 1
6795 | 1 | 1 | 1
6796 | 1 | 1 | 1
6797 | 1 | 1 | 1
6798 | 1 | 1 | 1
6799 | 1 | 1 | 1
6800 | 1 | 1 | 1
6801 | 1 | 1 | 1
6802 | 1 | 1 | 1
6803 | 1 | 1 | 1
6804 | 1 | 1 | 1
6805 | 1 | 1 | 1
6806 | 1 | 1 | 1
6807 | 1 | 1 | 1
6808 | 1 | 1 | 1
6809 | 1 | 1 | 1
6810 | 1 | 1 | 1
6811 | 1 | 1 | 1
6812 | 1 | 1 | 1
6813 | 1 | 1 | 1
6814 | 1 | 1 | 1
6815 | 1 | 1 | 1
6816 | 1 | 1 | 1
6817 | 1 | 1 | 1
6818 | 1 | 1 | 1
6819 | 1 | 1 | 1
6820 | 1 | 1 | 1
6821 | 1 | 1 | 1
6822 | 1 | 1 | 1
6823 | 1 | 1 | 1
6824 | 1 | 1 | 1
6825 | 1 | 1 | 1
6826 | 1 | 1 | 1
6827 | 1 | 1 | 1
6828 | 1 | 1 | 1
6829 | 1 | 1 | 1
6830 | 1 | 1 | 1
6831 | 1 | 1 | 1
6832 | 1 | 1 | 1
6833 | 1 | 1 | 1
6834 | 1 | 1 | 1
6835 | 1 | 1 | 1
6836 | 1 | 1 | 1
6837 | 1 | 1 | 1
6838 | 1 | 1 | 1
6839 | 1 | 1 | 1
6840 | 1 | 1 | 1
6841 | 1 | 1 | 1
6842 | 1 | 1 | 1
6843 | 1 | 1 | 1
6844 | 1 | 1 | 1
6845 | 1 | 1 | 1
6846 | 1 | 1 | 1
6847 | 1 | 1 | 1
6848 | 1 | 1 | 1
6849 | 1 | 1 | 1
6850 | 1 | 1 | 1
6851 | 1 | 1 | 1
6852 | 1 | 1 | 1
6853 | 1 | 1 | 1
6854 | 1 | 1 | 1
6855 | 1 | 1 | 1
6856 | 1 | 1 | 1
6857 | 1 | 1 | 1
6858 | 1 | 1 | 1
6859 | 1 | 1 | 1
6860 | 1 | 1 | 1
6861 | 1 | 1 | 1
6862 | 1 | 1 | 1
6863 | 1 | 1 | 1
6864 | 1 | 1 | 1
6865 | 1 | 1 | 1
6866 | 1 | 1 | 1
6867 | 1 | 1 | 1
6868 | 1 | 1 | 1
6869 | 1 | 1 | 1
6870 | 1 | 1 | 1
6871 | 1 | 1 | 1
6872 | 1 | 1 | 1
6873 | 1 | 1 | 1
6874 | 1 | 1 | 1
6875 | 1 | 1 | 1
6876 | 1 | 1 | 1
6877 | 1 | 1 | 1
6878 | 1 | 1 | 1
6879 | 1 | 1 | 1
6880 | 1 | 1 | 1
6881 | 1 | 1 | 1
6882 | 1 | 1 | 1
6883 | 1 | 1 | 1
6884 | 1 | 1 | 1
6885 | 1 | 1 | 1
6886 | 1 | 1 | 1
6887 | 1 | 1 | 1
6888 | 1 | 1 | 1
6889 | 1 | 1 | 1
6890 | 1 | 1 | 1
6891 | 1 | 1 | 1
6892 | 1 | 1 | 1
6893 | 1 | 1 | 1
6894 | 1 | 1 | 1
6895 | 1 | 1 | 1
6896 | 1 | 1 | 1
6897 | 1 | 1 | 1
6898 | 1 | 1 | 1
6899 | 1 | 1 | 1
6900 | 1 | 1 | 1
6901 | 1 | 1 | 1
6902 | 1 | 1 | 1
6903 | 1 | 1 | 1
6904 | 1 | 1 | 1
6905 | 1 | 1 | 1
6906 | 1 | 1 | 1
6907 | 1 | 1 | 1
6908 | 1 | 1 | 1
6909 | 1 | 1 | 1
6910 | 1 | 1 | 1
6911 | 1 | 1 | 1
6912 | 1 | 1 | 1
6913 | 1 | 1 | 1
6914 | 1 | 1 | 1
6915 | 1 | 1 | 1
6916 | 1 | 1 | 1
6917 | 1 | 1 | 1
6918 | 1 | 1 | 1
6919 | 1 | 1 | 1
6920 | 1 | 1 | 1
6921 | 1 | 1 | 1
6922 | 1 | 1 | 1
6923 | 1 | 1 | 1
6924 | 1 | 1 | 1
6925 | 1 | 1 | 1
6926 | 1 | 1 | 1
6927 | 1 | 1 | 1
6928 | 1 | 1 | 1
6929 | 1 | 1 | 1
6930 | 1 | 1 | 1
6931 | 1 | 1 | 1
6932 | 1 | 1 | 1
6933 | 1 | 1 | 1
6934 | 1 | 1 | 1
6935 | 1 | 1 | 1
6936 | 1 | 1 | 1
6937 | 1 | 1 | 1
6938 | 1 | 1 | 1
6939 | 1 | 1 | 1
6940 | 1 | 1 | 1
6941 | 1 | 1 | 1
6942 | 1 | 1 | 1
6943 | 1 | 1 | 1
6944 | 1 | 1 | 1
6945 | 1 | 1 | 1
6946 | 1 | 1 | 1
6947 | 1 | 1 | 1
6948 | 1 | 1 | 1
6949 | 1 | 1 | 1
6950 | 1 | 1 | 1
6951 | 1 | 1 | 1
6952 | 1 | 1 | 1
6953 | 1 | 1 | 1
6954 | 1 | 1 | 1
6955 | 1 | 1 | 1
6956 | 1 | 1 | 1
6957 | 1 | 1 | 1
6958 | 1 | 1 | 1
6959 | 1 | 1 | 1
6960 | 1 | 1 | 1
6961 | 1 | 1 | 1
6962 | 1 | 1 | 1
6963 | 1 | 1 | 1
6964 | 1 | 1 | 1
6965 | 1 | 1 | 1
6966 | 1 | 1 | 1
6967 | 1 | 1 | 1
6968 | 1 | 1 | 1
6969 | 1 | 1 | 1
6970 | 1 | 1 | 1
6971 | 1 | 1 | 1
6972 | 1 | 1 | 1
6973 | 1 | 1 | 1
6974 | 1 | 1 | 1
6975 | 1 | 1 | 1
6976 | 1 | 1 | 1
6977 | 1 | 1 | 1
6978 | 1 | 1 | 1
6979 | 1 | 1 | 1
6980 | 1 | 1 | 1
6981 | 1 | 1 | 1
6982 | 1 | 1 | 1
6983 | 1 | 1 | 1
6984 | 1 | 1 | 1
6985 | 1 | 1 | 1
6986 | 1 | 1 | 1
6987 | 1 | 1 | 1
6988 | 1 | 1 | 1
6989 | 1 | 1 | 1
6990 | 1 | 1 | 1
6991 | 1 | 1 | 1
6992 | 1 | 1 | 1
6993 | 1 | 1 | 1
6994 | 1 | 1 | 1
6995 | 1 | 1 | 1
6996 | 1 | 1 | 1
6997 | 1 | 1 | 1
6998 | 1 | 1 | 1
6999 | 1 | 1 | 1
7000 | 1 | 1 | 1
7001 | 1 | 1 | 1
7002 | 1 | 1 | 1
7003 | 1 | 1 | 1
7004 | 1 | 1 | 1
7005 | 1 | 1 | 1
7006 | 1 | 1 | 1
7007 | 1 | 1 | 1
7008 | 1 | 1 | 1
7009 | 1 | 1 | 1
7010 | 1 | 1 | 1
7011 | 1 | 1 | 1
7012 | 1 | 1 | 1
7013 | 1 | 1 | 1
7014 | 1 | 1 | 1
7015 | 1 | 1 | 1
7016 | 1 | 1 | 1
7017 | 1 | 1 | 1
7018 | 1 | 1 | 1
7019 | 1 | 1 | 1
7020 | 1 | 1 | 1
7021 | 1 | 1 | 1
7022 | 1 | 1 | 1
7023 | 1 | 1 | 1
7024 | 1 | 1 | 1
7025 | 1 | 1 | 1
7026 | 1 | 1 | 1
7027 | 1 | 1 | 1
7028 | 1 | 1 | 1
7029 | 1 | 1 | 1
7030 | 1 | 1 | 1
7031 | 1 | 1 | 1
7032 | 1 | 1 | 1
7033 | 1 | 1 | 1
7034 | 1 | 1 | 1
7035 | 1 | 1 | 1
7036 | 1 | 1 | 1
7037 | 1 | 1 | 1
7038 | 1 | 1 | 1
7039 | 1 | 1 | 1
7040 | 1 | 1 | 1
7041 | 1 | 1 | 1
7042 | 1 | 1 | 1
7043 | 1 | 1 | 1
7044 | 1 | 1 | 1
7045 | 1 | 1 | 1
7046 | 1 | 1 | 1
7047 | 1 | 1 | 1
7048 | 1 | 1 | 1
7049 | 1 | 1 | 1
7050 | 1 | 1 | 1
7051 | 1 | 1 | 1
7052 | 1 | 1 | 1
7053 | 1 | 1 | 1
7054 | 1 | 1 | 1
7055 | 1 | 1 | 1
7056 | 1 | 1 | 1
7057 | 1 | 1 | 1
7058 | 1 | 1 | 1
7059 | 1 | 1 | 1
7060 | 1 | 1 | 1
7061 | 1 | 1 | 1
7062 | 1 | 1 | 1
7063 | 1 | 1 | 1
7064 | 1 | 1 | 1
7065 | 1 | 1 | 1
7066 | 1 | 1 | 1
7067 | 1 | 1 | 1
7068 | 1 | 1 | 1
7069 | 1 | 1 | 1
7070 | 1 | 1 | 1
7071 | 1 | 1 | 1
7072 | 1 | 1 | 1
7073 | 1 | 1 | 1
7074 | 1 | 1 | 1
7075 | 1 | 1 | 1
7076 | 1 | 1 | 1
7077 | 1 | 1 | 1
7078 | 1 | 1 | 1
7079 | 1 | 1 | 1
7080 | 1 | 1 | 1
7081 | 1 | 1 | 1
7082 | 1 | 1 | 1
7083 | 1 | 1 | 1
7084 | 1 | 1 | 1
7085 | 1 | 1 | 1
7086 | 1 | 1 | 1
7087 | 1 | 1 | 1
7088 | 1 | 1 | 1
7089 | 1 | 1 | 1
7090 | 1 | 1 | 1
7091 | 1 | 1 | 1
7092 | 1 | 1 | 1
7093 | 1 | 1 | 1
7094 | 1 | 1 | 1
7095 | 1 | 1 | 1
7096 | 1 | 1 | 1
7097 | 1 | 1 | 1
7098 | 1 | 1 | 1
7099 | 1 | 1 | 1
7100 | 1 | 1 | 1
7101 | 1 | 1 | 1
7102 | 1 | 1 | 1
7103 | 1 | 1 | 1
7104 | 1 | 1 | 1
7105 | 1 | 1 | 1
7106 | 1 | 1 | 1
7107 | 1 | 1 | 1
7108 | 1 | 1 | 1
7109 | 1 | 1 | 1
7110 | 1 | 1 | 1
7111 | 1 | 1 | 1
7112 | 1 | 1 | 1
7113 | 1 | 1 | 1
7114 | 1 | 1 | 1
7115 | 1 | 1 | 1
7116 | 1 | 1 | 1
7117 | 1 | 1 | 1
7118 | 1 | 1 | 1
7119 | 1 | 1 | 1
7120 | 1 | 1 | 1
7121 | 1 | 1 | 1
7122 | 1 | 1 | 1
7123 | 1 | 1 | 1
7124 | 1 | 1 | 1
7125 | 1 | 1 | 1
7126 | 1 | 1 | 1
7127 | 1 | 1 | 1
7128 | 1 | 1 | 1
7129 | 1 | 1 | 1
7130 | 1 | 1 | 1
7131 | 1 | 1 | 1
7132 | 1 | 1 | 1
7133 | 1 | 1 | 1
7134 | 1 | 1 | 1
7135 | 1 | 1 | 1
7136 | 1 | 1 | 1
7137 | 1 | 1 | 1
7138 | 1 | 1 | 1
7139 | 1 | 1 | 1
7140 | 1 | 1 | 1
7141 | 1 | 1 | 1
7142 | 1 | 1 | 1
7143 | 1 | 1 | 1
7144 | 1 | 1 | 1
7145 | 1 | 1 | 1
7146 | 1 | 1 | 1
7147 | 1 | 1 | 1
7148 | 1 | 1 | 1
7149 | 1 | 1 | 1
7150 | 1 | 1 | 1
7151 | 1 | 1 | 1
7152 | 1 | 1 | 1
7153 | 1 | 1 | 1
7154 | 1 | 1 | 1
7155 | 1 | 1 | 1
7156 | 1 | 1 | 1
7157 | 1 | 1 | 1
7158 | 1 | 1 | 1
7159 | 1 | 1 | 1
7160 | 1 | 1 | 1
7161 | 1 | 1 | 1
7162 | 1 | 1 | 1
7163 | 1 | 1 | 1
7164 | 1 | 1 | 1
7165 | 1 | 1 | 1
7166 | 1 | 1 | 1
7167 | 1 | 1 | 1
7168 | 1 | 1 | 1
7169 | 1 | 1 | 1
7170 | 1 | 1 | 1
7171 | 1 | 1 | 1
7172 | 1 | 1 | 1
7173 | 1 | 1 | 1
7174 | 1 | 1 | 1
7175 | 1 | 1 | 1
7176 | 1 | 1 | 1
7177 | 1 | 1 | 1
7178 | 1 | 1 | 1
7179 | 1 | 1 | 1
7180 | 1 | 1 | 1
7181 | 1 | 1 | 1
7182 | 1 | 1 | 1
7183 | 1 | 1 | 1
7184 | 1 | 1 | 1
7185 | 1 | 1 | 1
7186 | 1 | 1 | 1
7187 | 1 | 1 | 1
7188 | 1 | 1 | 1
7189 | 1 | 1 | 1
7190 | 1 | 1 | 1
7191 | 1 | 1 | 1
7192 | 1 | 1 | 1
7193 | 1 | 1 | 1
7194 | 1 | 1 | 1
7195 | 1 | 1 | 1
7196 | 1 | 1 | 1
7197 | 1 | 1 | 1
7198 | 1 | 1 | 1
7199 | 1 | 1 | 1
7200 | 1 | 1 | 1
7201 | 1 | 1 | 1
7202 | 1 | 1 | 1
7203 | 1 | 1 | 1
7204 | 1 | 1 | 1
7205 | 1 | 1 | 1
7206 | 1 | 1 | 1
7207 | 1 | 1 | 1
7208 | 1 | 1 | 1
7209 | 1 | 1 | 1
7210 | 1 | 1 | 1
7211 | 1 | 1 | 1
7212 | 1 | 1 | 1
7213 | 1 | 1 | 1
7214 | 1 | 1 | 1
7215 | 1 | 1 | 1
7216 | 1 | 1 | 1
7217 | 1 | 1 | 1
7218 | 1 | 1 | 1
7219 | 1 | 1 | 1
7220 | 1 | 1 | 1
7221 | 1 | 1 | 1
7222 | 1 | 1 | 1
7223 | 1 | 1 | 1
7224 | 1 | 1 | 1
7225 | 1 | 1 | 1
7226 | 1 | 1 | 1
7227 | 1 | 1 | 1
7228 | 1 | 1 | 1
7229 | 1 | 1 | 1
7230 | 1 | 1 | 1
7231 | 1 | 1 | 1
7232 | 1 | 1 | 1
7233 | 1 | 1 | 1
7234 | 1 | 1 | 1
7235 | 1 | 1 | 1
7236 | 1 | 1 | 1
7237 | 1 | 1 | 1
7238 | 1 | 1 | 1
7239 | 1 | 1 | 1
7240 | 1 | 1 | 1
7241 | 1 | 1 | 1
7242 | 1 | 1 | 1
7243 | 1 | 1 | 1
7244 | 1 | 1 | 1
7245 | 1 | 1 | 1
7246 | 1 | 1 | 1
7247 | 1 | 1 | 1
7248 | 1 | 1 | 1
7249 | 1 | 1 | 1
7250 | 1 | 1 | 1
7251 | 1 | 1 | 1
7252 | 1 | 1 | 1
7253 | 1 | 1 | 1
7254 | 1 | 1 | 1
7255 | 1 | 1 | 1
7256 | 1 | 1 | 1
7257 | 1 | 1 | 1
7258 | 1 | 1 | 1
7259 | 1 | 1 | 1
7260 | 1 | 1 | 1
7261 | 1 | 1 | 1
7262 | 1 | 1 | 1
7263 | 1 | 1 | 1
7264 | 1 | 1 | 1
7265 | 1 | 1 | 1
7266 | 1 | 1 | 1
7267 | 1 | 1 | 1
7268 | 1 | 1 | 1
7269 | 1 | 1 | 1
7270 | 1 | 1 | 1
7271 | 1 | 1 | 1
7272 | 1 | 1 | 1
7273 | 1 | 1 | 1
7274 | 1 | 1 | 1
7275 | 1 | 1 | 1
7276 | 1 | 1 | 1
7277 | 1 | 1 | 1
7278 | 1 | 1 | 1
7279 | 1 | 1 | 1
7280 | 1 | 1 | 1
7281 | 1 | 1 | 1
7282 | 1 | 1 | 1
7283 | 1 | 1 | 1
7284 | 1 | 1 | 1
7285 | 1 | 1 | 1
7286 | 1 | 1 | 1
7287 | 1 | 1 | 1
7288 | 1 | 1 | 1
7289 | 1 | 1 | 1
7290 | 1 | 1 | 1
7291 | 1 | 1 | 1
7292 | 1 | 1 | 1
7293 | 1 | 1 | 1
7294 | 1 | 1 | 1
7295 | 1 | 1 | 1
7296 | 1 | 1 | 1
7297 | 1 | 1 | 1
7298 | 1 | 1 | 1
7299 | 1 | 1 | 1
7300 | 1 | 1 | 1
7301 | 1 | 1 | 1
7302 | 1 | 1 | 1
7303 | 1 | 1 | 1
7304 | 1 | 1 | 1
7305 | 1 | 1 | 1
7306 | 1 | 1 | 1
7307 | 1 | 1 | 1
7308 | 1 | 1 | 1
7309 | 1 | 1 | 1
7310 | 1 | 1 | 1
7311 | 1 | 1 | 1
7312 | 1 | 1 | 1
7313 | 1 | 1 | 1
7314 | 1 | 1 | 1
7315 | 1 | 1 | 1
7316 | 1 | 1 | 1
7317 | 1 | 1 | 1
7318 | 1 | 1 | 1
7319 | 1 | 1 | 1
7320 | 1 | 1 | 1
7321 | 1 | 1 | 1
7322 | 1 | 1 | 1
7323 | 1 | 1 | 1
7324 | 1 | 1 | 1
7325 | 1 | 1 | 1
7326 | 1 | 1 | 1
7327 | 1 | 1 | 1
7328 | 1 | 1 | 1
7329 | 1 | 1 | 1
7330 | 1 | 1 | 1
7331 | 1 | 1 | 1
7332 | 1 | 1 | 1
7333 | 1 | 1 | 1
7334 | 1 | 1 | 1
7335 | 1 | 1 | 1
7336 | 1 | 1 | 1
7337 | 1 | 1 | 1
7338 | 1 | 1 | 1
7339 | 1 | 1 | 1
7340 | 1 | 1 | 1
7341 | 1 | 1 | 1
7342 | 1 | 1 | 1
7343 | 1 | 1 | 1
7344 | 1 | 1 | 1
7345 | 1 | 1 | 1
7346 | 1 | 1 | 1
7347 | 1 | 1 | 1
7348 | 1 | 1 | 1
7349 | 1 | 1 | 1
7350 | 1 | 1 | 1
7351 | 1 | 1 | 1
7352 | 1 | 1 | 1
7353 | 1 | 1 | 1
7354 | 1 | 1 | 1
7355 | 1 | 1 | 1
7356 | 1 | 1 | 1
7357 | 1 | 1 | 1
7358 | 1 | 1 | 1
7359 | 1 | 1 | 1
7360 | 1 | 1 | 1
7361 | 1 | 1 | 1
7362 | 1 | 1 | 1
7363 | 1 | 1 | 1
7364 | 1 | 1 | 1
7365 | 1 | 1 | 1
7366 | 1 | 1 | 1
7367 | 1 | 1 | 1
7368 | 1 | 1 | 1
7369 | 1 | 1 | 1
7370 | 1 | 1 | 1
7371 | 1 | 1 | 1
7372 | 1 | 1 | 1
7373 | 1 | 1 | 1
7374 | 1 | 1 | 1
7375 | 1 | 1 | 1
7376 | 1 | 1 | 1
7377 | 1 | 1 | 1
7378 | 1 | 1 | 1
7379 | 1 | 1 | 1
7380 | 1 | 1 | 1
7381 | 1 | 1 | 1
7382 | 1 | 1 | 1
7383 | 1 | 1 | 1
7384 | 1 | 1 | 1
7385 | 1 | 1 | 1
7386 | 1 | 1 | 1
7387 | 1 | 1 | 1
7388 | 1 | 1 | 1
7389 | 1 | 1 | 1
7390 | 1 | 1 | 1
7391 | 1 | 1 | 1
7392 | 1 | 1 | 1
7393 | 1 | 1 | 1
7394 | 1 | 1 | 1
7395 | 1 | 1 | 1
7396 | 1 | 1 | 1
7397 | 1 | 1 | 1
7398 | 1 | 1 | 1
7399 | 1 | 1 | 1
7400 | 1 | 1 | 1
7401 | 1 | 1 | 1
7402 | 1 | 1 | 1
7403 | 1 | 1 | 1
7404 | 1 | 1 | 1
7405 | 1 | 1 | 1
7406 | 1 | 1 | 1
7407 | 1 | 1 | 1
7408 | 1 | 1 | 1
7409 | 1 | 1 | 1
7410 | 1 | 1 | 1
7411 | 1 | 1 | 1
7412 | 1 | 1 | 1
7413 | 1 | 1 | 1
7414 | 1 | 1 | 1
7415 | 1 | 1 | 1
7416 | 1 | 1 | 1
7417 | 1 | 1 | 1
7418 | 1 | 1 | 1
7419 | 1 | 1 | 1
7420 | 1 | 1 | 1
7421 | 1 | 1 | 1
7422 | 1 | 1 | 1
7423 | 1 | 1 | 1
7424 | 1 | 1 | 1
7425 | 1 | 1 | 1
7426 | 1 | 1 | 1
7427 | 1 | 1 | 1
7428 | 1 | 1 | 1
7429 | 1 | 1 | 1
7430 | 1 | 1 | 1
7431 | 1 | 1 | 1
7432 | 1 | 1 | 1
7433 | 1 | 1 | 1
7434 | 1 | 1 | 1
7435 | 1 | 1 | 1
7436 | 1 | 1 | 1
7437 | 1 | 1 | 1
7438 | 1 | 1 | 1
7439 | 1 | 1 | 1
7440 | 1 | 1 | 1
7441 | 1 | 1 | 1
7442 | 1 | 1 | 1
7443 | 1 | 1 | 1
7444 | 1 | 1 | 1
7445 | 1 | 1 | 1
7446 | 1 | 1 | 1
7447 | 1 | 1 | 1
7448 | 1 | 1 | 1
7449 | 1 | 1 | 1
7450 | 1 | 1 | 1
7451 | 1 | 1 | 1
7452 | 1 | 1 | 1
7453 | 1 | 1 | 1
7454 | 1 | 1 | 1
7455 | 1 | 1 | 1
7456 | 1 | 1 | 1
7457 | 1 | 1 | 1
7458 | 1 | 1 | 1
7459 | 1 | 1 | 1
7460 | 1 | 1 | 1
7461 | 1 | 1 | 1
7462 | 1 | 1 | 1
7463 | 1 | 1 | 1
7464 | 1 | 1 | 1
7465 | 1 | 1 | 1
7466 | 1 | 1 | 1
7467 | 1 | 1 | 1
7468 | 1 | 1 | 1
7469 | 1 | 1 | 1
7470 | 1 | 1 | 1
7471 | 1 | 1 | 1
7472 | 1 | 1 | 1
7473 | 1 | 1 | 1
7474 | 1 | 1 | 1
7475 | 1 | 1 | 1
7476 | 1 | 1 | 1
7477 | 1 | 1 | 1
7478 | 1 | 1 | 1
7479 | 1 | 1 | 1
7480 | 1 | 1 | 1
7481 | 1 | 1 | 1
7482 | 1 | 1 | 1
7483 | 1 | 1 | 1
7484 | 1 | 1 | 1
7485 | 1 | 1 | 1
7486 | 1 | 1 | 1
7487 | 1 | 1 | 1
7488 | 1 | 1 | 1
7489 | 1 | 1 | 1
7490 | 1 | 1 | 1
7491 | 1 | 1 | 1
7492 | 1 | 1 | 1
7493 | 1 | 1 | 1
7494 | 1 | 1 | 1
7495 | 1 | 1 | 1
7496 | 1 | 1 | 1
7497 | 1 | 1 | 1
7498 | 1 | 1 | 1
7499 | 1 | 1 | 1
7500 | 1 | 1 | 1
7501 | 1 | 1 | 1
7502 | 1 | 1 | 1
7503 | 1 | 1 | 1
7504 | 1 | 1 | 1
7505 | 1 | 1 | 1
7506 | 1 | 1 | 1
7507 | 1 | 1 | 1
7508 | 1 | 1 | 1
7509 | 1 | 1 | 1
7510 | 1 | 1 | 1
7511 | 1 | 1 | 1
7512 | 1 | 1 | 1
7513 | 1 | 1 | 1
7514 | 1 | 1 | 1
7515 | 1 | 1 | 1
7516 | 1 | 1 | 1
7517 | 1 | 1 | 1
7518 | 1 | 1 | 1
7519 | 1 | 1 | 1
7520 | 1 | 1 | 1
7521 | 1 | 1 | 1
7522 | 1 | 1 | 1
7523 | 1 | 1 | 1
7524 | 1 | 1 | 1
7525 | 1 | 1 | 1
7526 | 1 | 1 | 1
7527 | 1 | 1 | 1
7528 | 1 | 1 | 1
7529 | 1 | 1 | 1
7530 | 1 | 1 | 1
7531 | 1 | 1 | 1
7532 | 1 | 1 | 1
7533 | 1 | 1 | 1
7534 | 1 | 1 | 1
7535 | 1 | 1 | 1
7536 | 1 | 1 | 1
7537 | 1 | 1 | 1
7538 | 1 | 1 | 1
7539 | 1 | 1 | 1
7540 | 1 | 1 | 1
7541 | 1 | 1 | 1
7542 | 1 | 1 | 1
7543 | 1 | 1 | 1
7544 | 1 | 1 | 1
7545 | 1 | 1 | 1
7546 | 1 | 1 | 1
7547 | 1 | 1 | 1
7548 | 1 | 1 | 1
7549 | 1 | 1 | 1
7550 | 1 | 1 | 1
7551 | 1 | 1 | 1
7552 | 1 | 1 | 1
7553 | 1 | 1 | 1
7554 | 1 | 1 | 1
7555 | 1 | 1 | 1
7556 | 1 | 1 | 1
7557 | 1 | 1 | 1
7558 | 1 | 1 | 1
7559 | 1 | 1 | 1
7560 | 1 | 1 | 1
7561 | 1 | 1 | 1
7562 | 1 | 1 | 1
7563 | 1 | 1 | 1
7564 | 1 | 1 | 1
7565 | 1 | 1 | 1
7566 | 1 | 1 | 1
7567 | 1 | 1 | 1
7568 | 1 | 1 | 1
7569 | 1 | 1 | 1
7570 | 1 | 1 | 1
7571 | 1 | 1 | 1
7572 | 1 | 1 | 1
7573 | 1 | 1 | 1
7574 | 1 | 1 | 1
7575 | 1 | 1 | 1
7576 | 1 | 1 | 1
7577 | 1 | 1 | 1
7578 | 1 | 1 | 1
7579 | 1 | 1 | 1
7580 | 1 | 1 | 1
7581 | 1 | 1 | 1
7582 | 1 | 1 | 1
7583 | 1 | 1 | 1
7584 | 1 | 1 | 1
7585 | 1 | 1 | 1
7586 | 1 | 1 | 1
7587 | 1 | 1 | 1
7588 | 1 | 1 | 1
7589 | 1 | 1 | 1
7590 | 1 | 1 | 1
7591 | 1 | 1 | 1
7592 | 1 | 1 | 1
7593 | 1 | 1 | 1
7594 | 1 | 1 | 1
7595 | 1 | 1 | 1
7596 | 1 | 1 | 1
7597 | 1 | 1 | 1
7598 | 1 | 1 | 1
7599 | 1 | 1 | 1
7600 | 1 | 1 | 1
7601 | 1 | 1 | 1
7602 | 1 | 1 | 1
7603 | 1 | 1 | 1
7604 | 1 | 1 | 1
7605 | 1 | 1 | 1
7606 | 1 | 1 | 1
7607 | 1 | 1 | 1
7608 | 1 | 1 | 1
7609 | 1 | 1 | 1
7610 | 1 | 1 | 1
7611 | 1 | 1 | 1
7612 | 1 | 1 | 1
7613 | 1 | 1 | 1
7614 | 1 | 1 | 1
7615 | 1 | 1 | 1
7616 | 1 | 1 | 1
7617 | 1 | 1 | 1
7618 | 1 | 1 | 1
7619 | 1 | 1 | 1
7620 | 1 | 1 | 1
7621 | 1 | 1 | 1
7622 | 1 | 1 | 1
7623 | 1 | 1 | 1
7624 | 1 | 1 | 1
7625 | 1 | 1 | 1
7626 | 1 | 1 | 1
7627 | 1 | 1 | 1
7628 | 1 | 1 | 1
7629 | 1 | 1 | 1
7630 | 1 | 1 | 1
7631 | 1 | 1 | 1
7632 | 1 | 1 | 1
7633 | 1 | 1 | 1
7634 | 1 | 1 | 1
7635 | 1 | 1 | 1
7636 | 1 | 1 | 1
7637 | 1 | 1 | 1
7638 | 1 | 1 | 1
7639 | 1 | 1 | 1
7640 | 1 | 1 | 1
7641 | 1 | 1 | 1
7642 | 1 | 1 | 1
7643 | 1 | 1 | 1
7644 | 1 | 1 | 1
7645 | 1 | 1 | 1
7646 | 1 | 1 | 1
7647 | 1 | 1 | 1
7648 | 1 | 1 | 1
7649 | 1 | 1 | 1
7650 | 1 | 1 | 1
7651 | 1 | 1 | 1
7652 | 1 | 1 | 1
7653 | 1 | 1 | 1
7654 | 1 | 1 | 1
7655 | 1 | 1 | 1
7656 | 1 | 1 | 1
7657 | 1 | 1 | 1
7658 | 1 | 1 | 1
7659 | 1 | 1 | 1
7660 | 1 | 1 | 1
7661 | 1 | 1 | 1
7662 | 1 | 1 | 1
7663 | 1 | 1 | 1
7664 | 1 | 1 | 1
7665 | 1 | 1 | 1
7666 | 1 | 1 | 1
7667 | 1 | 1 | 1
7668 | 1 | 1 | 1
7669 | 1 | 1 | 1
7670 | 1 | 1 | 1
7671 | 1 | 1 | 1
7672 | 1 | 1 | 1
7673 | 1 | 1 | 1
7674 | 1 | 1 | 1
7675 | 1 | 1 | 1
7676 | 1 | 1 | 1
7677 | 1 | 1 | 1
7678 | 1 | 1 | 1
7679 | 1 | 1 | 1
7680 | 1 | 1 | 1
7681 | 1 | 1 | 1
7682 | 1 | 1 | 1
7683 | 1 | 1 | 1
7684 | 1 | 1 | 1
7685 | 1 | 1 | 1
7686 | 1 | 1 | 1
7687 | 1 | 1 | 1
7688 | 1 | 1 | 1
7689 | 1 | 1 | 1
7690 | 1 | 1 | 1
7691 | 1 | 1 | 1
7692 | 1 | 1 | 1
7693 | 1 | 1 | 1
7694 | 1 | 1 | 1
7695 | 1 | 1 | 1
7696 | 1 | 1 | 1
7697 | 1 | 1 | 1
7698 | 1 | 1 | 1
7699 | 1 | 1 | 1
7700 | 1 | 1 | 1
7701 | 1 | 1 | 1
7702 | 1 | 1 | 1
7703 | 1 | 1 | 1
7704 | 1 | 1 | 1
7705 | 1 | 1 | 1
7706 | 1 | 1 | 1
7707 | 1 | 1 | 1
7708 | 1 | 1 | 1
7709 | 1 | 1 | 1
7710 | 1 | 1 | 1
7711 | 1 | 1 | 1
7712 | 1 | 1 | 1
7713 | 1 | 1 | 1
7714 | 1 | 1 | 1
7715 | 1 | 1 | 1
7716 | 1 | 1 | 1
7717 | 1 | 1 | 1
7718 | 1 | 1 | 1
7719 | 1 | 1 | 1
7720 | 1 | 1 | 1
7721 | 1 | 1 | 1
7722 | 1 | 1 | 1
7723 | 1 | 1 | 1
7724 | 1 | 1 | 1
7725 | 1 | 1 | 1
7726 | 1 | 1 | 1
7727 | 1 | 1 | 1
7728 | 1 | 1 | 1
7729 | 1 | 1 | 1
7730 | 1 | 1 | 1
7731 | 1 | 1 | 1
7732 | 1 | 1 | 1
7733 | 1 | 1 | 1
7734 | 1 | 1 | 1
7735 | 1 | 1 | 1
7736 | 1 | 1 | 1
7737 | 1 | 1 | 1
7738 | 1 | 1 | 1
7739 | 1 | 1 | 1
7740 | 1 | 1 | 1
7741 | 1 | 1 | 1
7742 | 1 | 1 | 1
7743 | 1 | 1 | 1
7744 | 1 | 1 | 1
7745 | 1 | 1 | 1
7746 | 1 | 1 | 1
7747 | 1 | 1 | 1
7748 | 1 | 1 | 1
7749 | 1 | 1 | 1
7750 | 1 | 1 | 1
7751 | 1 | 1 | 1
7752 | 1 | 1 | 1
7753 | 1 | 1 | 1
7754 | 1 | 1 | 1
7755 | 1 | 1 | 1
7756 | 1 | 1 | 1
7757 | 1 | 1 | 1
7758 | 1 | 1 | 1
7759 | 1 | 1 | 1
7760 | 1 | 1 | 1
7761 | 1 | 1 | 1
7762 | 1 | 1 | 1
7763 | 1 | 1 | 1
7764 | 1 | 1 | 1
7765 | 1 | 1 | 1
7766 | 1 | 1 | 1
7767 | 1 | 1 | 1
7768 | 1 | 1 | 1
7769 | 1 | 1 | 1
7770 | 1 | 1 | 1
7771 | 1 | 1 | 1
7772 | 1 | 1 | 1
7773 | 1 | 1 | 1
7774 | 1 | 1 | 1
7775 | 1 | 1 | 1
7776 | 1 | 1 | 1
7777 | 1 | 1 | 1
7778 | 1 | 1 | 1
7779 | 1 | 1 | 1
7780 | 1 | 1 | 1
7781 | 1 | 1 | 1
7782 | 1 | 1 | 1
7783 | 1 | 1 | 1
7784 | 1 | 1 | 1
7785 | 1 | 1 | 1
7786 | 1 | 1 | 1
7787 | 1 | 1 | 1
7788 | 1 | 1 | 1
7789 | 1 | 1 | 1
7790 | 1 | 1 | 1
7791 | 1 | 1 | 1
7792 | 1 | 1 | 1
7793 | 1 | 1 | 1
7794 | 1 | 1 | 1
7795 | 1 | 1 | 1
7796 | 1 | 1 | 1
7797 | 1 | 1 | 1
7798 | 1 | 1 | 1
7799 | 1 | 1 | 1
7800 | 1 | 1 | 1
7801 | 1 | 1 | 1
7802 | 1 | 1 | 1
7803 | 1 | 1 | 1
7804 | 1 | 1 | 1
7805 | 1 | 1 | 1
7806 | 1 | 1 | 1
7807 | 1 | 1 | 1
7808 | 1 | 1 | 1
7809 | 1 | 1 | 1
7810 | 1 | 1 | 1
7811 | 1 | 1 | 1
7812 | 1 | 1 | 1
7813 | 1 | 1 | 1
7814 | 1 | 1 | 1
7815 | 1 | 1 | 1
7816 | 1 | 1 | 1
7817 | 1 | 1 | 1
7818 | 1 | 1 | 1
7819 | 1 | 1 | 1
7820 | 1 | 1 | 1
7821 | 1 | 1 | 1
7822 | 1 | 1 | 1
7823 | 1 | 1 | 1
7824 | 1 | 1 | 1
7825 | 1 | 1 | 1
7826 | 1 | 1 | 1
7827 | 1 | 1 | 1
7828 | 1 | 1 | 1
7829 | 1 | 1 | 1
7830 | 1 | 1 | 1
7831 | 1 | 1 | 1
7832 | 1 | 1 | 1
7833 | 1 | 1 | 1
7834 | 1 | 1 | 1
7835 | 1 | 1 | 1
7836 | 1 | 1 | 1
7837 | 1 | 1 | 1
7838 | 1 | 1 | 1
7839 | 1 | 1 | 1
7840 | 1 | 1 | 1
7841 | 1 | 1 | 1
7842 | 1 | 1 | 1
7843 | 1 | 1 | 1
7844 | 1 | 1 | 1
7845 | 1 | 1 | 1
7846 | 1 | 1 | 1
7847 | 1 | 1 | 1
7848 | 1 | 1 | 1
7849 | 1 | 1 | 1
7850 | 1 | 1 | 1
7851 | 1 | 1 | 1
7852 | 1 | 1 | 1
7853 | 1 | 1 | 1
7854 | 1 | 1 | 1
7855 | 1 | 1 | 1
7856 | 1 | 1 | 1
7857 | 1 | 1 | 1
7858 | 1 | 1 | 1
7859 | 1 | 1 | 1
7860 | 1 | 1 | 1
7861 | 1 | 1 | 1
7862 | 1 | 1 | 1
7863 | 1 | 1 | 1
7864 | 1 | 1 | 1
7865 | 1 | 1 | 1
7866 | 1 | 1 | 1
7867 | 1 | 1 | 1
7868 | 1 | 1 | 1
7869 | 1 | 1 | 1
7870 | 1 | 1 | 1
7871 | 1 | 1 | 1
7872 | 1 | 1 | 1
7873 | 1 | 1 | 1
7874 | 1 | 1 | 1
7875 | 1 | 1 | 1
7876 | 1 | 1 | 1
7877 | 1 | 1 | 1
7878 | 1 | 1 | 1
7879 | 1 | 1 | 1
7880 | 1 | 1 | 1
7881 | 1 | 1 | 1
7882 | 1 | 1 | 1
7883 | 1 | 1 | 1
7884 | 1 | 1 | 1
7885 | 1 | 1 | 1
7886 | 1 | 1 | 1
7887 | 1 | 1 | 1
7888 | 1 | 1 | 1
7889 | 1 | 1 | 1
7890 | 1 | 1 | 1
7891 | 1 | 1 | 1
7892 | 1 | 1 | 1
7893 | 1 | 1 | 1
7894 | 1 | 1 | 1
7895 | 1 | 1 | 1
7896 | 1 | 1 | 1
7897 | 1 | 1 | 1
7898 | 1 | 1 | 1
7899 | 1 | 1 | 1
7900 | 1 | 1 | 1
7901 | 1 | 1 | 1
7902 | 1 | 1 | 1
7903 | 1 | 1 | 1
7904 | 1 | 1 | 1
7905 | 1 | 1 | 1
7906 | 1 | 1 | 1
7907 | 1 | 1 | 1
7908 | 1 | 1 | 1
7909 | 1 | 1 | 1
7910 | 1 | 1 | 1
7911 | 1 | 1 | 1
7912 | 1 | 1 | 1
7913 | 1 | 1 | 1
7914 | 1 | 1 | 1
7915 | 1 | 1 | 1
7916 | 1 | 1 | 1
7917 | 1 | 1 | 1
7918 | 1 | 1 | 1
7919 | 1 | 1 | 1
7920 | 1 | 1 | 1
7921 | 1 | 1 | 1
7922 | 1 | 1 | 1
7923 | 1 | 1 | 1
7924 | 1 | 1 | 1
7925 | 1 | 1 | 1
7926 | 1 | 1 | 1
7927 | 1 | 1 | 1
7928 | 1 | 1 | 1
7929 | 1 | 1 | 1
7930 | 1 | 1 | 1
7931 | 1 | 1 | 1
7932 | 1 | 1 | 1
7933 | 1 | 1 | 1
7934 | 1 | 1 | 1
7935 | 1 | 1 | 1
7936 | 1 | 1 | 1
7937 | 1 | 1 | 1
7938 | 1 | 1 | 1
7939 | 1 | 1 | 1
7940 | 1 | 1 | 1
7941 | 1 | 1 | 1
7942 | 1 | 1 | 1
7943 | 1 | 1 | 1
7944 | 1 | 1 | 1
7945 | 1 | 1 | 1
7946 | 1 | 1 | 1
7947 | 1 | 1 | 1
7948 | 1 | 1 | 1
7949 | 1 | 1 | 1
7950 | 1 | 1 | 1
7951 | 1 | 1 | 1
7952 | 1 | 1 | 1
7953 | 1 | 1 | 1
7954 | 1 | 1 | 1
7955 | 1 | 1 | 1
7956 | 1 | 1 | 1
7957 | 1 | 1 | 1
7958 | 1 | 1 | 1
7959 | 1 | 1 | 1
7960 | 1 | 1 | 1
7961 | 1 | 1 | 1
7962 | 1 | 1 | 1
7963 | 1 | 1 | 1
7964 | 1 | 1 | 1
7965 | 1 | 1 | 1
7966 | 1 | 1 | 1
7967 | 1 | 1 | 1
7968 | 1 | 1 | 1
7969 | 1 | 1 | 1
7970 | 1 | 1 | 1
7971 | 1 | 1 | 1
7972 | 1 | 1 | 1
7973 | 1 | 1 | 1
7974 | 1 | 1 | 1
7975 | 1 | 1 | 1
7976 | 1 | 1 | 1
7977 | 1 | 1 | 1
7978 | 1 | 1 | 1
7979 | 1 | 1 | 1
7980 | 1 | 1 | 1
7981 | 1 | 1 | 1
7982 | 1 | 1 | 1
7983 | 1 | 1 | 1
7984 | 1 | 1 | 1
7985 | 1 | 1 | 1
7986 | 1 | 1 | 1
7987 | 1 | 1 | 1
7988 | 1 | 1 | 1
7989 | 1 | 1 | 1
7990 | 1 | 1 | 1
7991 | 1 | 1 | 1
7992 | 1 | 1 | 1
7993 | 1 | 1 | 1
7994 | 1 | 1 | 1
7995 | 1 | 1 | 1
7996 | 1 | 1 | 1
7997 | 1 | 1 | 1
7998 | 1 | 1 | 1
7999 | 1 | 1 | 1
8000 | 1 | 1 | 1
8001 | 1 | 1 | 1
8002 | 1 | 1 | 1
8003 | 1 | 1 | 1
8004 | 1 | 1 | 1
8005 | 1 | 1 | 1
8006 | 1 | 1 | 1
8007 | 1 | 1 | 1
8008 | 1 | 1 | 1
8009 | 1 | 1 | 1
8010 | 1 | 1 | 1
8011 | 1 | 1 | 1
8012 | 1 | 1 | 1
8013 | 1 | 1 | 1
8014 | 1 | 1 | 1
8015 | 1 | 1 | 1
8016 | 1 | 1 | 1
8017 | 1 | 1 | 1
8018 | 1 | 1 | 1
8019 | 1 | 1 | 1
8020 | 1 | 1 | 1
8021 | 1 | 1 | 1
8022 | 1 | 1 | 1
8023 | 1 | 1 | 1
8024 | 1 | 1 | 1
8025 | 1 | 1 | 1
8026 | 1 | 1 | 1
8027 | 1 | 1 | 1
8028 | 1 | 1 | 1
8029 | 1 | 1 | 1
8030 | 1 | 1 | 1
8031 | 1 | 1 | 1
8032 | 1 | 1 | 1
8033 | 1 | 1 | 1
8034 | 1 | 1 | 1
8035 | 1 | 1 | 1
8036 | 1 | 1 | 1
8037 | 1 | 1 | 1
8038 | 1 | 1 | 1
8039 | 1 | 1 | 1
8040 | 1 | 1 | 1
8041 | 1 | 1 | 1
8042 | 1 | 1 | 1
8043 | 1 | 1 | 1
8044 | 1 | 1 | 1
8045 | 1 | 1 | 1
8046 | 1 | 1 | 1
8047 | 1 | 1 | 1
8048 | 1 | 1 | 1
8049 | 1 | 1 | 1
8050 | 1 | 1 | 1
8051 | 1 | 1 | 1
8052 | 1 | 1 | 1
8053 | 1 | 1 | 1
8054 | 1 | 1 | 1
8055 | 1 | 1 | 1
8056 | 1 | 1 | 1
8057 | 1 | 1 | 1
8058 | 1 | 1 | 1
8059 | 1 | 1 | 1
8060 | 1 | 1 | 1
8061 | 1 | 1 | 1
8062 | 1 | 1 | 1
8063 | 1 | 1 | 1
8064 | 1 | 1 | 1
8065 | 1 | 1 | 1
8066 | 1 | 1 | 1
8067 | 1 | 1 | 1
8068 | 1 | 1 | 1
8069 | 1 | 1 | 1
8070 | 1 | 1 | 1
8071 | 1 | 1 | 1
8072 | 1 | 1 | 1
8073 | 1 | 1 | 1
8074 | 1 | 1 | 1
8075 | 1 | 1 | 1
8076 | 1 | 1 | 1
8077 | 1 | 1 | 1
8078 | 1 | 1 | 1
8079 | 1 | 1 | 1
8080 | 1 | 1 | 1
8081 | 1 | 1 | 1
8082 | 1 | 1 | 1
8083 | 1 | 1 | 1
8084 | 1 | 1 | 1
8085 | 1 | 1 | 1
8086 | 1 | 1 | 1
8087 | 1 | 1 | 1
8088 | 1 | 1 | 1
8089 | 1 | 1 | 1
8090 | 1 | 1 | 1
8091 | 1 | 1 | 1
8092 | 1 | 1 | 1
8093 | 1 | 1 | 1
8094 | 1 | 1 | 1
8095 | 1 | 1 | 1
8096 | 1 | 1 | 1
8097 | 1 | 1 | 1
8098 | 1 | 1 | 1
8099 | 1 | 1 | 1
8100 | 1 | 1 | 1
8101 | 1 | 1 | 1
8102 | 1 | 1 | 1
8103 | 1 | 1 | 1
8104 | 1 | 1 | 1
8105 | 1 | 1 | 1
8106 | 1 | 1 | 1
8107 | 1 | 1 | 1
8108 | 1 | 1 | 1
8109 | 1 | 1 | 1
8110 | 1 | 1 | 1
8111 | 1 | 1 | 1
8112 | 1 | 1 | 1
8113 | 1 | 1 | 1
8114 | 1 | 1 | 1
8115 | 1 | 1 | 1
8116 | 1 | 1 | 1
8117 | 1 | 1 | 1
8118 | 1 | 1 | 1
8119 | 1 | 1 | 1
8120 | 1 | 1 | 1
8121 | 1 | 1 | 1
8122 | 1 | 1 | 1
8123 | 1 | 1 | 1
8124 | 1 | 1 | 1
8125 | 1 | 1 | 1
8126 | 1 | 1 | 1
8127 | 1 | 1 | 1
8128 | 1 | 1 | 1
8129 | 1 | 1 | 1
8130 | 1 | 1 | 1
8131 | 1 | 1 | 1
8132 | 1 | 1 | 1
8133 | 1 | 1 | 1
8134 | 1 | 1 | 1
8135 | 1 | 1 | 1
8136 | 1 | 1 | 1
8137 | 1 | 1 | 1
8138 | 1 | 1 | 1
8139 | 1 | 1 | 1
8140 | 1 | 1 | 1
8141 | 1 | 1 | 1
8142 | 1 | 1 | 1
8143 | 1 | 1 | 1
8144 | 1 | 1 | 1
8145 | 1 | 1 | 1
8146 | 1 | 1 | 1
8147 | 1 | 1 | 1
8148 | 1 | 1 | 1
8149 | 1 | 1 | 1
8150 | 1 | 1 | 1
8151 | 1 | 1 | 1
8152 | 1 | 1 | 1
8153 | 1 | 1 | 1
8154 | 1 | 1 | 1
8155 | 1 | 1 | 1
8156 | 1 | 1 | 1
8157 | 1 | 1 | 1
8158 | 1 | 1 | 1
8159 | 1 | 1 | 1
8160 | 1 | 1 | 1
8161 | 1 | 1 | 1
8162 | 1 | 1 | 1
8163 | 1 | 1 | 1
8164 | 1 | 1 | 1
8165 | 1 | 1 | 1
8166 | 1 | 1 | 1
8167 | 1 | 1 | 1
8168 | 1 | 1 | 1
8169 | 1 | 1 | 1
8170 | 1 | 1 | 1
8171 | 1 | 1 | 1
8172 | 1 | 1 | 1
8173 | 1 | 1 | 1
8174 | 1 | 1 | 1
8175 | 1 | 1 | 1
8176 | 1 | 1 | 1
8177 | 1 | 1 | 1
8178 | 1 | 1 | 1
8179 | 1 | 1 | 1
8180 | 1 | 1 | 1
8181 | 1 | 1 | 1
8182 | 1 | 1 | 1
8183 | 1 | 1 | 1
8184 | 1 | 1 | 1
8185 | 1 | 1 | 1
8186 | 1 | 1 | 1
8187 | 1 | 1 | 1
8188 | 1 | 1 | 1
8189 | 1 | 1 | 1
8190 | 1 | 1 | 1
8191 | 1 | 1 | 1
8192 | 1 | 1 | 1
8193 | 1 | 1 | 1
8194 | 1 | 1 | 1
8195 | 1 | 1 | 1
8196 | 1 | 1 | 1
8197 | 1 | 1 | 1
8198 | 1 | 1 | 1
8199 | 1 | 1 | 1
8200 | 1 | 1 | 1
8201 | 1 | 1 | 1
8202 | 1 | 1 | 1
8203 | 1 | 1 | 1
8204 | 1 | 1 | 1
8205 | 1 | 1 | 1
8206 | 1 | 1 | 1
8207 | 1 | 1 | 1
8208 | 1 | 1 | 1
8209 | 1 | 1 | 1
8210 | 1 | 1 | 1
8211 | 1 | 1 | 1
8212 | 1 | 1 | 1
8213 | 1 | 1 | 1
8214 | 1 | 1 | 1
8215 | 1 | 1 | 1
8216 | 1 | 1 | 1
8217 | 1 | 1 | 1
8218 | 1 | 1 | 1
8219 | 1 | 1 | 1
8220 | 1 | 1 | 1
8221 | 1 | 1 | 1
8222 | 1 | 1 | 1
8223 | 1 | 1 | 1
8224 | 1 | 1 | 1
8225 | 1 | 1 | 1
8226 | 1 | 1 | 1
8227 | 1 | 1 | 1
8228 | 1 | 1 | 1
8229 | 1 | 1 | 1
8230 | 1 | 1 | 1
8231 | 1 | 1 | 1
8232 | 1 | 1 | 1
8233 | 1 | 1 | 1
8234 | 1 | 1 | 1
8235 | 1 | 1 | 1
8236 | 1 | 1 | 1
8237 | 1 | 1 | 1
8238 | 1 | 1 | 1
8239 | 1 | 1 | 1
8240 | 1 | 1 | 1
8241 | 1 | 1 | 1
8242 | 1 | 1 | 1
8243 | 1 | 1 | 1
8244 | 1 | 1 | 1
8245 | 1 | 1 | 1
8246 | 1 | 1 | 1
8247 | 1 | 1 | 1
8248 | 1 | 1 | 1
8249 | 1 | 1 | 1
8250 | 1 | 1 | 1
8251 | 1 | 1 | 1
8252 | 1 | 1 | 1
8253 | 1 | 1 | 1
8254 | 1 | 1 | 1
8255 | 1 | 1 | 1
8256 | 1 | 1 | 1
8257 | 1 | 1 | 1
8258 | 1 | 1 | 1
8259 | 1 | 1 | 1
8260 | 1 | 1 | 1
8261 | 1 | 1 | 1
8262 | 1 | 1 | 1
8263 | 1 | 1 | 1
8264 | 1 | 1 | 1
8265 | 1 | 1 | 1
8266 | 1 | 1 | 1
8267 | 1 | 1 | 1
8268 | 1 | 1 | 1
8269 | 1 | 1 | 1
8270 | 1 | 1 | 1
8271 | 1 | 1 | 1
8272 | 1 | 1 | 1
8273 | 1 | 1 | 1
8274 | 1 | 1 | 1
8275 | 1 | 1 | 1
8276 | 1 | 1 | 1
8277 | 1 | 1 | 1
8278 | 1 | 1 | 1
8279 | 1 | 1 | 1
8280 | 1 | 1 | 1
8281 | 1 | 1 | 1
8282 | 1 | 1 | 1
8283 | 1 | 1 | 1
8284 | 1 | 1 | 1
8285 | 1 | 1 | 1
8286 | 1 | 1 | 1
8287 | 1 | 1 | 1
8288 | 1 | 1 | 1
8289 | 1 | 1 | 1
8290 | 1 | 1 | 1
8291 | 1 | 1 | 1
8292 | 1 | 1 | 1
8293 | 1 | 1 | 1
8294 | 1 | 1 | 1
8295 | 1 | 1 | 1
8296 | 1 | 1 | 1
8297 | 1 | 1 | 1
8298 | 1 | 1 | 1
8299 | 1 | 1 | 1
8300 | 1 | 1 | 1
8301 | 1 | 1 | 1
8302 | 1 | 1 | 1
8303 | 1 | 1 | 1
8304 | 1 | 1 | 1
8305 | 1 | 1 | 1
8306 | 1 | 1 | 1
8307 | 1 | 1 | 1
8308 | 1 | 1 | 1
8309 | 1 | 1 | 1
8310 | 1 | 1 | 1
8311 | 1 | 1 | 1
8312 | 1 | 1 | 1
8313 | 1 | 1 | 1
8314 | 1 | 1 | 1
8315 | 1 | 1 | 1
8316 | 1 | 1 | 1
8317 | 1 | 1 | 1
8318 | 1 | 1 | 1
8319 | 1 | 1 | 1
8320 | 1 | 1 | 1
8321 | 1 | 1 | 1
8322 | 1 | 1 | 1
8323 | 1 | 1 | 1
8324 | 1 | 1 | 1
8325 | 1 | 1 | 1
8326 | 1 | 1 | 1
8327 | 1 | 1 | 1
8328 | 1 | 1 | 1
8329 | 1 | 1 | 1
8330 | 1 | 1 | 1
8331 | 1 | 1 | 1
8332 | 1 | 1 | 1
8333 | 1 | 1 | 1
8334 | 1 | 1 | 1
8335 | 1 | 1 | 1
8336 | 1 | 1 | 1
8337 | 1 | 1 | 1
8338 | 1 | 1 | 1
8339 | 1 | 1 | 1
8340 | 1 | 1 | 1
8341 | 1 | 1 | 1
8342 | 1 | 1 | 1
8343 | 1 | 1 | 1
8344 | 1 | 1 | 1
8345 | 1 | 1 | 1
8346 | 1 | 1 | 1
8347 | 1 | 1 | 1
8348 | 1 | 1 | 1
8349 | 1 | 1 | 1
8350 | 1 | 1 | 1
8351 | 1 | 1 | 1
8352 | 1 | 1 | 1
8353 | 1 | 1 | 1
8354 | 1 | 1 | 1
8355 | 1 | 1 | 1
8356 | 1 | 1 | 1
8357 | 1 | 1 | 1
8358 | 1 | 1 | 1
8359 | 1 | 1 | 1
8360 | 1 | 1 | 1
8361 | 1 | 1 | 1
8362 | 1 | 1 | 1
8363 | 1 | 1 | 1
8364 | 1 | 1 | 1
8365 | 1 | 1 | 1
8366 | 1 | 1 | 1
8367 | 1 | 1 | 1
8368 | 1 | 1 | 1
8369 | 1 | 1 | 1
8370 | 1 | 1 | 1
8371 | 1 | 1 | 1
8372 | 1 | 1 | 1
8373 | 1 | 1 | 1
8374 | 1 | 1 | 1
8375 | 1 | 1 | 1
8376 | 1 | 1 | 1
8377 | 1 | 1 | 1
8378 | 1 | 1 | 1
8379 | 1 | 1 | 1
8380 | 1 | 1 | 1
8381 | 1 | 1 | 1
8382 | 1 | 1 | 1
8383 | 1 | 1 | 1
8384 | 1 | 1 | 1
8385 | 1 | 1 | 1
8386 | 1 | 1 | 1
8387 | 1 | 1 | 1
8388 | 1 | 1 | 1
8389 | 1 | 1 | 1
8390 | 1 | 1 | 1
8391 | 1 | 1 | 1
8392 | 1 | 1 | 1
8393 | 1 | 1 | 1
8394 | 1 | 1 | 1
8395 | 1 | 1 | 1
8396 | 1 | 1 | 1
8397 | 1 | 1 | 1
8398 | 1 | 1 | 1
8399 | 1 | 1 | 1
8400 | 1 | 1 | 1
8401 | 1 | 1 | 1
8402 | 1 | 1 | 1
8403 | 1 | 1 | 1
8404 | 1 | 1 | 1
8405 | 1 | 1 | 1
8406 | 1 | 1 | 1
8407 | 1 | 1 | 1
8408 | 1 | 1 | 1
8409 | 1 | 1 | 1
8410 | 1 | 1 | 1
8411 | 1 | 1 | 1
8412 | 1 | 1 | 1
8413 | 1 | 1 | 1
8414 | 1 | 1 | 1
8415 | 1 | 1 | 1
8416 | 1 | 1 | 1
8417 | 1 | 1 | 1
8418 | 1 | 1 | 1
8419 | 1 | 1 | 1
8420 | 1 | 1 | 1
8421 | 1 | 1 | 1
8422 | 1 | 1 | 1
8423 | 1 | 1 | 1
8424 | 1 | 1 | 1
8425 | 1 | 1 | 1
8426 | 1 | 1 | 1
8427 | 1 | 1 | 1
8428 | 1 | 1 | 1
8429 | 1 | 1 | 1
8430 | 1 | 1 | 1
8431 | 1 | 1 | 1
8432 | 1 | 1 | 1
8433 | 1 | 1 | 1
8434 | 1 | 1 | 1
8435 | 1 | 1 | 1
8436 | 1 | 1 | 1
8437 | 1 | 1 | 1
8438 | 1 | 1 | 1
8439 | 1 | 1 | 1
8440 | 1 | 1 | 1
8441 | 1 | 1 | 1
8442 | 1 | 1 | 1
8443 | 1 | 1 | 1
8444 | 1 | 1 | 1
8445 | 1 | 1 | 1
8446 | 1 | 1 | 1
8447 | 1 | 1 | 1
8448 | 1 | 1 | 1
8449 | 1 | 1 | 1
8450 | 1 | 1 | 1
8451 | 1 | 1 | 1
8452 | 1 | 1 | 1
8453 | 1 | 1 | 1
8454 | 1 | 1 | 1
8455 | 1 | 1 | 1
8456 | 1 | 1 | 1
8457 | 1 | 1 | 1
8458 | 1 | 1 | 1
8459 | 1 | 1 | 1
8460 | 1 | 1 | 1
8461 | 1 | 1 | 1
8462 | 1 | 1 | 1
8463 | 1 | 1 | 1
8464 | 1 | 1 | 1
8465 | 1 | 1 | 1
8466 | 1 | 1 | 1
8467 | 1 | 1 | 1
8468 | 1 | 1 | 1
8469 | 1 | 1 | 1
8470 | 1 | 1 | 1
8471 | 1 | 1 | 1
8472 | 1 | 1 | 1
8473 | 1 | 1 | 1
8474 | 1 | 1 | 1
8475 | 1 | 1 | 1
8476 | 1 | 1 | 1
8477 | 1 | 1 | 1
8478 | 1 | 1 | 1
8479 | 1 | 1 | 1
8480 | 1 | 1 | 1
8481 | 1 | 1 | 1
8482 | 1 | 1 | 1
8483 | 1 | 1 | 1
8484 | 1 | 1 | 1
8485 | 1 | 1 | 1
8486 | 1 | 1 | 1
8487 | 1 | 1 | 1
8488 | 1 | 1 | 1
8489 | 1 | 1 | 1
8490 | 1 | 1 | 1
8491 | 1 | 1 | 1
8492 | 1 | 1 | 1
8493 | 1 | 1 | 1
8494 | 1 | 1 | 1
8495 | 1 | 1 | 1
8496 | 1 | 1 | 1
8497 | 1 | 1 | 1
8498 | 1 | 1 | 1
8499 | 1 | 1 | 1
8500 | 1 | 1 | 1
8501 | 1 | 1 | 1
8502 | 1 | 1 | 1
8503 | 1 | 1 | 1
8504 | 1 | 1 | 1
8505 | 1 | 1 | 1
8506 | 1 | 1 | 1
8507 | 1 | 1 | 1
8508 | 1 | 1 | 1
8509 | 1 | 1 | 1
8510 | 1 | 1 | 1
8511 | 1 | 1 | 1
8512 | 1 | 1 | 1
8513 | 1 | 1 | 1
8514 | 1 | 1 | 1
8515 | 1 | 1 | 1
8516 | 1 | 1 | 1
8517 | 1 | 1 | 1
8518 | 1 | 1 | 1
8519 | 1 | 1 | 1
8520 | 1 | 1 | 1
8521 | 1 | 1 | 1
8522 | 1 | 1 | 1
8523 | 1 | 1 | 1
8524 | 1 | 1 | 1
8525 | 1 | 1 | 1
8526 | 1 | 1 | 1
8527 | 1 | 1 | 1
8528 | 1 | 1 | 1
8529 | 1 | 1 | 1
8530 | 1 | 1 | 1
8531 | 1 | 1 | 1
8532 | 1 | 1 | 1
8533 | 1 | 1 | 1
8534 | 1 | 1 | 1
8535 | 1 | 1 | 1
8536 | 1 | 1 | 1
8537 | 1 | 1 | 1
8538 | 1 | 1 | 1
8539 | 1 | 1 | 1
8540 | 1 | 1 | 1
8541 | 1 | 1 | 1
8542 | 1 | 1 | 1
8543 | 1 | 1 | 1
8544 | 1 | 1 | 1
8545 | 1 | 1 | 1
8546 | 1 | 1 | 1
8547 | 1 | 1 | 1
8548 | 1 | 1 | 1
8549 | 1 | 1 | 1
8550 | 1 | 1 | 1
8551 | 1 | 1 | 1
8552 | 1 | 1 | 1
8553 | 1 | 1 | 1
8554 | 1 | 1 | 1
8555 | 1 | 1 | 1
8556 | 1 | 1 | 1
8557 | 1 | 1 | 1
8558 | 1 | 1 | 1
8559 | 1 | 1 | 1
8560 | 1 | 1 | 1
8561 | 1 | 1 | 1
8562 | 1 | 1 | 1
8563 | 1 | 1 | 1
8564 | 1 | 1 | 1
8565 | 1 | 1 | 1
8566 | 1 | 1 | 1
8567 | 1 | 1 | 1
8568 | 1 | 1 | 1
8569 | 1 | 1 | 1
8570 | 1 | 1 | 1
8571 | 1 | 1 | 1
8572 | 1 | 1 | 1
8573 | 1 | 1 | 1
8574 | 1 | 1 | 1
8575 | 1 | 1 | 1
8576 | 1 | 1 | 1
8577 | 1 | 1 | 1
8578 | 1 | 1 | 1
8579 | 1 | 1 | 1
8580 | 1 | 1 | 1
8581 | 1 | 1 | 1
8582 | 1 | 1 | 1
8583 | 1 | 1 | 1
8584 | 1 | 1 | 1
8585 | 1 | 1 | 1
8586 | 1 | 1 | 1
8587 | 1 | 1 | 1
8588 | 1 | 1 | 1
8589 | 1 | 1 | 1
8590 | 1 | 1 | 1
8591 | 1 | 1 | 1
8592 | 1 | 1 | 1
8593 | 1 | 1 | 1
8594 | 1 | 1 | 1
8595 | 1 | 1 | 1
8596 | 1 | 1 | 1
8597 | 1 | 1 | 1
8598 | 1 | 1 | 1
8599 | 1 | 1 | 1
8600 | 1 | 1 | 1
8601 | 1 | 1 | 1
8602 | 1 | 1 | 1
8603 | 1 | 1 | 1
8604 | 1 | 1 | 1
8605 | 1 | 1 | 1
8606 | 1 | 1 | 1
8607 | 1 | 1 | 1
8608 | 1 | 1 | 1
8609 | 1 | 1 | 1
8610 | 1 | 1 | 1
8611 | 1 | 1 | 1
8612 | 1 | 1 | 1
8613 | 1 | 1 | 1
8614 | 1 | 1 | 1
8615 | 1 | 1 | 1
8616 | 1 | 1 | 1
8617 | 1 | 1 | 1
8618 | 1 | 1 | 1
8619 | 1 | 1 | 1
8620 | 1 | 1 | 1
8621 | 1 | 1 | 1
8622 | 1 | 1 | 1
8623 | 1 | 1 | 1
8624 | 1 | 1 | 1
8625 | 1 | 1 | 1
8626 | 1 | 1 | 1
8627 | 1 | 1 | 1
8628 | 1 | 1 | 1
8629 | 1 | 1 | 1
8630 | 1 | 1 | 1
8631 | 1 | 1 | 1
8632 | 1 | 1 | 1
8633 | 1 | 1 | 1
8634 | 1 | 1 | 1
8635 | 1 | 1 | 1
8636 | 1 | 1 | 1
8637 | 1 | 1 | 1
8638 | 1 | 1 | 1
8639 | 1 | 1 | 1
8640 | 1 | 1 | 1
8641 | 1 | 1 | 1
8642 | 1 | 1 | 1
8643 | 1 | 1 | 1
8644 | 1 | 1 | 1
8645 | 1 | 1 | 1
8646 | 1 | 1 | 1
8647 | 1 | 1 | 1
8648 | 1 | 1 | 1
8649 | 1 | 1 | 1
8650 | 1 | 1 | 1
8651 | 1 | 1 | 1
8652 | 1 | 1 | 1
8653 | 1 | 1 | 1
8654 | 1 | 1 | 1
8655 | 1 | 1 | 1
8656 | 1 | 1 | 1
8657 | 1 | 1 | 1
8658 | 1 | 1 | 1
8659 | 1 | 1 | 1
8660 | 1 | 1 | 1
8661 | 1 | 1 | 1
8662 | 1 | 1 | 1
8663 | 1 | 1 | 1
8664 | 1 | 1 | 1
8665 | 1 | 1 | 1
8666 | 1 | 1 | 1
8667 | 1 | 1 | 1
8668 | 1 | 1 | 1
8669 | 1 | 1 | 1
8670 | 1 | 1 | 1
8671 | 1 | 1 | 1
8672 | 1 | 1 | 1
8673 | 1 | 1 | 1
8674 | 1 | 1 | 1
8675 | 1 | 1 | 1
8676 | 1 | 1 | 1
8677 | 1 | 1 | 1
8678 | 1 | 1 | 1
8679 | 1 | 1 | 1
8680 | 1 | 1 | 1
8681 | 1 | 1 | 1
8682 | 1 | 1 | 1
8683 | 1 | 1 | 1
8684 | 1 | 1 | 1
8685 | 1 | 1 | 1
8686 | 1 | 1 | 1
8687 | 1 | 1 | 1
8688 | 1 | 1 | 1
8689 | 1 | 1 | 1
8690 | 1 | 1 | 1
8691 | 1 | 1 | 1
8692 | 1 | 1 | 1
8693 | 1 | 1 | 1
8694 | 1 | 1 | 1
8695 | 1 | 1 | 1
8696 | 1 | 1 | 1
8697 | 1 | 1 | 1
8698 | 1 | 1 | 1
8699 | 1 | 1 | 1
8700 | 1 | 1 | 1
8701 | 1 | 1 | 1
8702 | 1 | 1 | 1
8703 | 1 | 1 | 1
8704 | 1 | 1 | 1
8705 | 1 | 1 | 1
8706 | 1 | 1 | 1
8707 | 1 | 1 | 1
8708 | 1 | 1 | 1
8709 | 1 | 1 | 1
8710 | 1 | 1 | 1
8711 | 1 | 1 | 1
8712 | 1 | 1 | 1
8713 | 1 | 1 | 1
8714 | 1 | 1 | 1
8715 | 1 | 1 | 1
8716 | 1 | 1 | 1
8717 | 1 | 1 | 1
8718 | 1 | 1 | 1
8719 | 1 | 1 | 1
8720 | 1 | 1 | 1
8721 | 1 | 1 | 1
8722 | 1 | 1 | 1
8723 | 1 | 1 | 1
8724 | 1 | 1 | 1
8725 | 1 | 1 | 1
8726 | 1 | 1 | 1
8727 | 1 | 1 | 1
8728 | 1 | 1 | 1
8729 | 1 | 1 | 1
8730 | 1 | 1 | 1
8731 | 1 | 1 | 1
8732 | 1 | 1 | 1
8733 | 1 | 1 | 1
8734 | 1 | 1 | 1
8735 | 1 | 1 | 1
8736 | 1 | 1 | 1
8737 | 1 | 1 | 1
8738 | 1 | 1 | 1
8739 | 1 | 1 | 1
8740 | 1 | 1 | 1
8741 | 1 | 1 | 1
8742 | 1 | 1 | 1
8743 | 1 | 1 | 1
8744 | 1 | 1 | 1
8745 | 1 | 1 | 1
8746 | 1 | 1 | 1
8747 | 1 | 1 | 1
8748 | 1 | 1 | 1
8749 | 1 | 1 | 1
8750 | 1 | 1 | 1
8751 | 1 | 1 | 1
8752 | 1 | 1 | 1
8753 | 1 | 1 | 1
8754 | 1 | 1 | 1
8755 | 1 | 1 | 1
8756 | 1 | 1 | 1
8757 | 1 | 1 | 1
8758 | 1 | 1 | 1
8759 | 1 | 1 | 1
8760 | 1 | 1 | 1

## TimeVarEff
t | Consumer Nodebus 137.charging_station1 | Consumer Nodebus 142.charging_station1 | Consumer Nodebus 137.heatpump_air | Consumer Nodebus 142.heatpump_air | Consumer Nodebus 137.heatpump_air_heizstrom | Consumer Nodebus 142.heatpump_air_heizstrom
0 | 0 | 0 | 0 | 0 | 0 | 0
1 | 1 | 1 | 3.5 | 3.5 | 3.5 | 3.5
2 | 1 | 1 | 3.5 | 3.5 | 3.5 | 3.5
3 | 1 | 1 | 3.5 | 3.5 | 3.5 | 3.5
4 | 0 | 0 | 3.67 | 3.67 | 3.67 | 3.67
5 | 0 | 0 | 3.67 | 3.67 | 3.67 | 3.67
6 | 0 | 0 | 3.66 | 3.66 | 3.66 | 3.66
7 | 0 | 0 | 3.65 | 3.65 | 3.65 | 3.65
8 | 0 | 0 | 3.65 | 3.65 | 3.65 | 3.65
9 | 0 | 0 | 3.65 | 3.65 | 3.65 | 3.65
10 | 0 | 0 | 3.66 | 3.66 | 3.66 | 3.66
11 | 0 | 0 | 3.67 | 3.67 | 3.67 | 3.67
12 | 0 | 0 | 3.67 | 3.67 | 3.67 | 3.67
13 | 0 | 0 | 3.67 | 3.67 | 3.67 | 3.67
14 | 0 | 0 | 3.66 | 3.66 | 3.66 | 3.66
15 | 0 | 0 | 3.63 | 3.63 | 3.63 | 3.63
16 | 0 | 0 | 3.6 | 3.6 | 3.6 | 3.6
17 | 0 | 0 | 3.57 | 3.57 | 3.57 | 3.57
18 | 1 | 1 | 3.55 | 3.55 | 3.55 | 3.55
19 | 0 | 0 | 3.52 | 3.52 | 3.52 | 3.52
20 | 0 | 0 | 3.5 | 3.5 | 3.5 | 3.5
21 | 0 | 0 | 3.48 | 3.48 | 3.48 | 3.48
22 | 0 | 0 | 3.45 | 3.45 | 3.45 | 3.45
23 | 0 | 0 | 3.43 | 3.43 | 3.43 | 3.43
24 | 0 | 0 | 3.4 | 3.4 | 3.4 | 3.4
25 | 0 | 0 | 3.39 | 3.39 | 3.39 | 3.39
26 | 0 | 0 | 3.37 | 3.37 | 3.37 | 3.37
27 | 0 | 0 | 3.36 | 3.36 | 3.36 | 3.36
28 | 0 | 0 | 3.35 | 3.35 | 3.35 | 3.35
29 | 0 | 0 | 3.34 | 3.34 | 3.34 | 3.34
30 | 0 | 0 | 3.34 | 3.34 | 3.34 | 3.34
31 | 0 | 0 | 2.8596 | 2.8596 | 2.8596 | 2.8596
32 | 0 | 0 | 3.32 | 3.32 | 3.32 | 3.32
33 | 0 | 0 | 3.33 | 3.33 | 3.33 | 3.33
34 | 0 | 0 | 3.35 | 3.35 | 3.35 | 3.35
35 | 0 | 0 | 3.38 | 3.38 | 3.38 | 3.38
36 | 0 | 0 | 3.39 | 3.39 | 3.39 | 3.39
37 | 0 | 0 | 3.4 | 3.4 | 3.4 | 3.4
38 | 0 | 0 | 3.38 | 3.38 | 3.38 | 3.38
39 | 0 | 0 | 3.34 | 3.34 | 3.34 | 3.34
40 | 0 | 0 | 3.28 | 3.28 | 3.28 | 3.28
41 | 1 | 1 | 3.23 | 3.23 | 3.23 | 3.23
42 | 0 | 0 | 3.19 | 3.19 | 3.19 | 3.19
43 | 0 | 0 | 3.16 | 3.16 | 3.16 | 3.16
44 | 0 | 0 | 3.13 | 3.13 | 3.13 | 3.13
45 | 1 | 1 | 3.11 | 3.11 | 3.11 | 3.11
46 | 0 | 0 | 3.07 | 3.07 | 3.07 | 3.07
47 | 0 | 0 | 3.05 | 3.05 | 3.05 | 3.05
48 | 0 | 0 | 3.03 | 3.03 | 3.03 | 3.03
49 | 0 | 0 | 3.02 | 3.02 | 3.02 | 3.02
50 | 0 | 0 | 3.01 | 3.01 | 3.01 | 3.01
51 | 0 | 0 | 3 | 3 | 3 | 3
52 | 0 | 0 | 2.99 | 2.99 | 2.99 | 2.99
53 | 0 | 0 | 2.99 | 2.99 | 2.99 | 2.99
54 | 0 | 0 | 2.99 | 2.99 | 2.99 | 2.99
55 | 0 | 0 | 2.99 | 2.99 | 2.99 | 2.99
56 | 0 | 0 | 3.01 | 3.01 | 3.01 | 3.01
57 | 0 | 0 | 3.06 | 3.06 | 3.06 | 3.06
58 | 0 | 0 | 3.13 | 3.13 | 3.13 | 3.13
59 | 0 | 0 | 3.19 | 3.19 | 3.19 | 3.19
60 | 0 | 0 | 3.23 | 3.23 | 3.23 | 3.23
61 | 0 | 0 | 3.25 | 3.25 | 3.25 | 3.25
62 | 0 | 0 | 3.25 | 3.25 | 3.25 | 3.25
63 | 0 | 0 | 3.23 | 3.23 | 3.23 | 3.23
64 | 1 | 1 | 2.7276 | 2.7276 | 2.7276 | 2.7276
65 | 0 | 0 | 3.18 | 3.18 | 3.18 | 3.18
66 | 0 | 0 | 3.16 | 3.16 | 3.16 | 3.16
67 | 0 | 0 | 3.14 | 3.14 | 3.14 | 3.14
68 | 0 | 0 | 3.12 | 3.12 | 3.12 | 3.12
69 | 0 | 0 | 3.11 | 3.11 | 3.11 | 3.11
70 | 0 | 0 | 3.09 | 3.09 | 3.09 | 3.09
71 | 0 | 0 | 3.09 | 3.09 | 3.09 | 3.09
72 | 0 | 0 | 3.08 | 3.08 | 3.08 | 3.08
73 | 0 | 0 | 3.07 | 3.07 | 3.07 | 3.07
74 | 1 | 1 | 3.08 | 3.08 | 3.08 | 3.08
75 | 0 | 0 | 3.08 | 3.08 | 3.08 | 3.08
76 | 0 | 0 | 3.09 | 3.09 | 3.09 | 3.09
77 | 0 | 0 | 3.11 | 3.11 | 3.11 | 3.11
78 | 0 | 0 | 2.7353 | 2.7353 | 2.7353 | 2.7353
79 | 0 | 0 | 3.12 | 3.12 | 3.12 | 3.12
80 | 0 | 0 | 3.14 | 3.14 | 3.14 | 3.14
81 | 0 | 0 | 3.18 | 3.18 | 3.18 | 3.18
82 | 0 | 0 | 3.23 | 3.23 | 3.23 | 3.23
83 | 0 | 0 | 3.26 | 3.26 | 3.26 | 3.26
84 | 0 | 0 | 3.29 | 3.29 | 3.29 | 3.29
85 | 0 | 0 | 3.3 | 3.3 | 3.3 | 3.3
86 | 0 | 0 | 3.31 | 3.31 | 3.31 | 3.31
87 | 0 | 0 | 3.31 | 3.31 | 3.31 | 3.31
88 | 0 | 0 | 3.31 | 3.31 | 3.31 | 3.31
89 | 0 | 0 | 3.31 | 3.31 | 3.31 | 3.31
90 | 0 | 0 | 3.32 | 3.32 | 3.32 | 3.32
91 | 0 | 0 | 3.33 | 3.33 | 3.33 | 3.33
92 | 0 | 0 | 3.34 | 3.34 | 3.34 | 3.34
93 | 0 | 0 | 3.35 | 3.35 | 3.35 | 3.35
94 | 0 | 0 | 3.36 | 3.36 | 3.36 | 3.36
95 | 0 | 0 | 3.37 | 3.37 | 3.37 | 3.37
96 | 0 | 0 | 3.37 | 3.37 | 3.37 | 3.37
97 | 0 | 0 | 3.38 | 3.38 | 3.38 | 3.38
98 | 0 | 0 | 3.39 | 3.39 | 3.39 | 3.39
99 | 0 | 0 | 3.4 | 3.4 | 3.4 | 3.4
100 | 0 | 0 | 3.41 | 3.41 | 3.41 | 3.41
101 | 0 | 0 | 3.42 | 3.42 | 3.42 | 3.42
102 | 0 | 0 | 3.43 | 3.43 | 3.43 | 3.43
103 | 0 | 0 | 3.44 | 3.44 | 3.44 | 3.44
104 | 0 | 0 | 3.45 | 3.45 | 3.45 | 3.45
105 | 0 | 0 | 3.46 | 3.46 | 3.46 | 3.46
106 | 0 | 0 | 3.48 | 3.48 | 3.48 | 3.48
107 | 0 | 0 | 3.51 | 3.51 | 3.51 | 3.51
108 | 0 | 0 | 3.53 | 3.53 | 3.53 | 3.53
109 | 0 | 0 | 3.54 | 3.54 | 3.54 | 3.54
110 | 0 | 0 | 3.54 | 3.54 | 3.54 | 3.54
111 | 0 | 0 | 3.54 | 3.54 | 3.54 | 3.54
112 | 0 | 0 | 3.54 | 3.54 | 3.54 | 3.54
113 | 0 | 0 | 3.54 | 3.54 | 3.54 | 3.54
114 | 0 | 0 | 3.53 | 3.53 | 3.53 | 3.53
115 | 0 | 0 | 3.52 | 3.52 | 3.52 | 3.52
116 | 0 | 0 | 3.52 | 3.52 | 3.52 | 3.52
117 | 0 | 0 | 3.5 | 3.5 | 3.5 | 3.5
118 | 0 | 0 | 3.49 | 3.49 | 3.49 | 3.49
119 | 1 | 1 | 3.47 | 3.47 | 3.47 | 3.47
120 | 0 | 0 | 3.46 | 3.46 | 3.46 | 3.46
121 | 0 | 0 | 3.45 | 3.45 | 3.45 | 3.45
122 | 0 | 0 | 3.43 | 3.43 | 3.43 | 3.43
123 | 0 | 0 | 3.43 | 3.43 | 3.43 | 3.43
124 | 0 | 0 | 3.42 | 3.42 | 3.42 | 3.42
125 | 0 | 0 | 3.42 | 3.42 | 3.42 | 3.42
126 | 0 | 0 | 3.41 | 3.41 | 3.41 | 3.41
127 | 0 | 0 | 3.4 | 3.4 | 3.4 | 3.4
128 | 0 | 0 | 3.4 | 3.4 | 3.4 | 3.4
129 | 0 | 0 | 3.42 | 3.42 | 3.42 | 3.42
130 | 0 | 0 | 3.43 | 3.43 | 3.43 | 3.43
131 | 0 | 0 | 2.9036 | 2.9036 | 2.9036 | 2.9036
132 | 0 | 0 | 3.47 | 3.47 | 3.47 | 3.47
133 | 0 | 0 | 3.48 | 3.48 | 3.48 | 3.48
134 | 0 | 0 | 3.48 | 3.48 | 3.48 | 3.48
135 | 0 | 0 | 3.47 | 3.47 | 3.47 | 3.47
136 | 0 | 0 | 3.46 | 3.46 | 3.46 | 3.46
137 | 0 | 0 | 3.45 | 3.45 | 3.45 | 3.45
138 | 1 | 1 | 3.44 | 3.44 | 3.44 | 3.44
139 | 0 | 0 | 3.44 | 3.44 | 3.44 | 3.44
140 | 0 | 0 | 3.44 | 3.44 | 3.44 | 3.44
141 | 0 | 0 | 3.43 | 3.43 | 3.43 | 3.43
142 | 0 | 0 | 3.43 | 3.43 | 3.43 | 3.43
143 | 0 | 0 | 3.42 | 3.42 | 3.42 | 3.42
144 | 0 | 0 | 3.41 | 3.41 | 3.41 | 3.41
145 | 0 | 0 | 3.41 | 3.41 | 3.41 | 3.41
146 | 0 | 0 | 3.4 | 3.4 | 3.4 | 3.4
147 | 0 | 0 | 3.4 | 3.4 | 3.4 | 3.4
148 | 0 | 0 | 3.39 | 3.39 | 3.39 | 3.39
149 | 0 | 0 | 3.39 | 3.39 | 3.39 | 3.39
150 | 0 | 0 | 3.39 | 3.39 | 3.39 | 3.39
151 | 0 | 0 | 3.4 | 3.4 | 3.4 | 3.4
152 | 0 | 0 | 3.4 | 3.4 | 3.4 | 3.4
153 | 0 | 0 | 3.42 | 3.42 | 3.42 | 3.42
154 | 0 | 0 | 3.44 | 3.44 | 3.44 | 3.44
155 | 0 | 0 | 2.8315 | 2.8315 | 2.8315 | 2.8315
156 | 0 | 0 | 3.48 | 3.48 | 3.48 | 3.48
157 | 0 | 0 | 3.5 | 3.5 | 3.5 | 3.5
158 | 0 | 0 | 3.5 | 3.5 | 3.5 | 3.5
159 | 0 | 0 | 3.5 | 3.5 | 3.5 | 3.5
160 | 0 | 0 | 3.49 | 3.49 | 3.49 | 3.49
161 | 0 | 0 | 3.49 | 3.49 | 3.49 | 3.49
162 | 0 | 0 | 3.49 | 3.49 | 3.49 | 3.49
163 | 0 | 0 | 3.49 | 3.49 | 3.49 | 3.49
164 | 0 | 0 | 3.49 | 3.49 | 3.49 | 3.49
165 | 0 | 0 | 3.49 | 3.49 | 3.49 | 3.49
166 | 0 | 0 | 3.5 | 3.5 | 3.5 | 3.5
167 | 0 | 0 | 3.5 | 3.5 | 3.5 | 3.5
168 | 0 | 0 | 3.5 | 3.5 | 3.5 | 3.5
169 | 0 | 0 | 3.5 | 3.5 | 3.5 | 3.5
170 | 0 | 0 | 3.49 | 3.49 | 3.49 | 3.49
171 | 0 | 0 | 3.49 | 3.49 | 3.49 | 3.49
172 | 0 | 0 | 3.5 | 3.5 | 3.5 | 3.5
173 | 0 | 0 | 3.5 | 3.5 | 3.5 | 3.5
174 | 0 | 0 | 3.5 | 3.5 | 3.5 | 3.5
175 | 0 | 0 | 3.5 | 3.5 | 3.5 | 3.5
176 | 0 | 0 | 3.5 | 3.5 | 3.5 | 3.5
177 | 0 | 0 | 3.52 | 3.52 | 3.52 | 3.52
178 | 0 | 0 | 3.54 | 3.54 | 3.54 | 3.54
179 | 0 | 0 | 3.56 | 3.56 | 3.56 | 3.56
180 | 0 | 0 | 3.57 | 3.57 | 3.57 | 3.57
181 | 0 | 0 | 3.57 | 3.57 | 3.57 | 3.57
182 | 0 | 0 | 3.55 | 3.55 | 3.55 | 3.55
183 | 0 | 0 | 3.54 | 3.54 | 3.54 | 3.54
184 | 0 | 0 | 3.51 | 3.51 | 3.51 | 3.51
185 | 0 | 0 | 3.49 | 3.49 | 3.49 | 3.49
186 | 0 | 0 | 3.47 | 3.47 | 3.47 | 3.47
187 | 0 | 0 | 3.45 | 3.45 | 3.45 | 3.45
188 | 0 | 0 | 3.43 | 3.43 | 3.43 | 3.43
189 | 0 | 0 | 3.42 | 3.42 | 3.42 | 3.42
190 | 0 | 0 | 3.39 | 3.39 | 3.39 | 3.39
191 | 0 | 0 | 3.37 | 3.37 | 3.37 | 3.37
192 | 0 | 0 | 3.36 | 3.36 | 3.36 | 3.36
193 | 0 | 0 | 3.34 | 3.34 | 3.34 | 3.34
194 | 0 | 0 | 3.32 | 3.32 | 3.32 | 3.32
195 | 0 | 0 | 3.31 | 3.31 | 3.31 | 3.31
196 | 0 | 0 | 3.29 | 3.29 | 3.29 | 3.29
197 | 0 | 0 | 3.28 | 3.28 | 3.28 | 3.28
198 | 0 | 0 | 3.26 | 3.26 | 3.26 | 3.26
199 | 0 | 0 | 3.25 | 3.25 | 3.25 | 3.25
200 | 0 | 0 | 3.24 | 3.24 | 3.24 | 3.24
201 | 0 | 0 | 3.25 | 3.25 | 3.25 | 3.25
202 | 0 | 0 | 3.28 | 3.28 | 3.28 | 3.28
203 | 0 | 0 | 3.29 | 3.29 | 3.29 | 3.29
204 | 0 | 0 | 3.3 | 3.3 | 3.3 | 3.3
205 | 0 | 0 | 3.3 | 3.3 | 3.3 | 3.3
206 | 0 | 0 | 3.28 | 3.28 | 3.28 | 3.28
207 | 0 | 0 | 3.27 | 3.27 | 3.27 | 3.27
208 | 0 | 0 | 3.25 | 3.25 | 3.25 | 3.25
209 | 0 | 0 | 3.23 | 3.23 | 3.23 | 3.23
210 | 0 | 0 | 2.695 | 2.695 | 2.695 | 2.695
211 | 0 | 0 | 3.21 | 3.21 | 3.21 | 3.21
212 | 0 | 0 | 3.2 | 3.2 | 3.2 | 3.2
213 | 0 | 0 | 3.19 | 3.19 | 3.19 | 3.19
214 | 0 | 0 | 3.18 | 3.18 | 3.18 | 3.18
215 | 0 | 0 | 3.18 | 3.18 | 3.18 | 3.18
216 | 1 | 1 | 3.16 | 3.16 | 3.16 | 3.16
217 | 0 | 0 | 3.16 | 3.16 | 3.16 | 3.16
218 | 0 | 0 | 3.14 | 3.14 | 3.14 | 3.14
219 | 0 | 0 | 3.14 | 3.14 | 3.14 | 3.14
220 | 0 | 0 | 3.13 | 3.13 | 3.13 | 3.13
221 | 0 | 0 | 3.13 | 3.13 | 3.13 | 3.13
222 | 0 | 0 | 3.12 | 3.12 | 3.12 | 3.12
223 | 0 | 0 | 3.11 | 3.11 | 3.11 | 3.11
224 | 0 | 0 | 3.11 | 3.11 | 3.11 | 3.11
225 | 0 | 0 | 3.13 | 3.13 | 3.13 | 3.13
226 | 0 | 0 | 3.15 | 3.15 | 3.15 | 3.15
227 | 0 | 0 | 2.6344 | 2.6344 | 2.6344 | 2.6344
228 | 0 | 0 | 3.19 | 3.19 | 3.19 | 3.19
229 | 0 | 0 | 3.2 | 3.2 | 3.2 | 3.2
230 | 0 | 0 | 3.19 | 3.19 | 3.19 | 3.19
231 | 0 | 0 | 3.18 | 3.18 | 3.18 | 3.18
232 | 1 | 1 | 3.15 | 3.15 | 3.15 | 3.15
233 | 0 | 0 | 3.13 | 3.13 | 3.13 | 3.13
234 | 0 | 0 | 3.12 | 3.12 | 3.12 | 3.12
235 | 0 | 0 | 3.1 | 3.1 | 3.1 | 3.1
236 | 0 | 0 | 3.09 | 3.09 | 3.09 | 3.09
237 | 0 | 0 | 3.08 | 3.08 | 3.08 | 3.08
238 | 0 | 0 | 3.07 | 3.07 | 3.07 | 3.07
239 | 0 | 0 | 3.06 | 3.06 | 3.06 | 3.06
240 | 0 | 0 | 3.04 | 3.04 | 3.04 | 3.04
241 | 0 | 0 | 3.04 | 3.04 | 3.04 | 3.04
242 | 0 | 0 | 3.04 | 3.04 | 3.04 | 3.04
243 | 0 | 0 | 3.04 | 3.04 | 3.04 | 3.04
244 | 0 | 0 | 3.05 | 3.05 | 3.05 | 3.05
245 | 0 | 0 | 3.06 | 3.06 | 3.06 | 3.06
246 | 0 | 0 | 3.06 | 3.06 | 3.06 | 3.06
247 | 0 | 0 | 3.07 | 3.07 | 3.07 | 3.07
248 | 0 | 0 | 3.09 | 3.09 | 3.09 | 3.09
249 | 0 | 0 | 3.12 | 3.12 | 3.12 | 3.12
250 | 0 | 0 | 3.16 | 3.16 | 3.16 | 3.16
251 | 0 | 0 | 3.2 | 3.2 | 3.2 | 3.2
252 | 0 | 0 | 3.23 | 3.23 | 3.23 | 3.23
253 | 0 | 0 | 3.26 | 3.26 | 3.26 | 3.26
254 | 0 | 0 | 3.28 | 3.28 | 3.28 | 3.28
255 | 0 | 0 | 3.29 | 3.29 | 3.29 | 3.29
256 | 0 | 0 | 3.3 | 3.3 | 3.3 | 3.3
257 | 0 | 0 | 3.31 | 3.31 | 3.31 | 3.31
258 | 0 | 0 | 3.32 | 3.32 | 3.32 | 3.32
259 | 0 | 0 | 3.33 | 3.33 | 3.33 | 3.33
260 | 0 | 0 | 3.34 | 3.34 | 3.34 | 3.34
261 | 0 | 0 | 3.35 | 3.35 | 3.35 | 3.35
262 | 0 | 0 | 3.35 | 3.35 | 3.35 | 3.35
263 | 0 | 0 | 3.36 | 3.36 | 3.36 | 3.36
264 | 0 | 0 | 3.36 | 3.36 | 3.36 | 3.36
265 | 0 | 0 | 3.37 | 3.37 | 3.37 | 3.37
266 | 0 | 0 | 3.38 | 3.38 | 3.38 | 3.38
267 | 0 | 0 | 3.38 | 3.38 | 3.38 | 3.38
268 | 0 | 0 | 3.39 | 3.39 | 3.39 | 3.39
269 | 0 | 0 | 3.4 | 3.4 | 3.4 | 3.4
270 | 0 | 0 | 3.4 | 3.4 | 3.4 | 3.4
271 | 0 | 0 | 3.4 | 3.4 | 3.4 | 3.4
272 | 0 | 0 | 3.41 | 3.41 | 3.41 | 3.41
273 | 0 | 0 | 3.42 | 3.42 | 3.42 | 3.42
274 | 0 | 0 | 3.43 | 3.43 | 3.43 | 3.43
275 | 0 | 0 | 3.45 | 3.45 | 3.45 | 3.45
276 | 0 | 0 | 3.46 | 3.46 | 3.46 | 3.46
277 | 0 | 0 | 3.47 | 3.47 | 3.47 | 3.47
278 | 0 | 0 | 3.48 | 3.48 | 3.48 | 3.48
279 | 0 | 0 | 3.48 | 3.48 | 3.48 | 3.48
280 | 0 | 0 | 3.48 | 3.48 | 3.48 | 3.48
281 | 0 | 0 | 3.49 | 3.49 | 3.49 | 3.49
282 | 1 | 1 | 3.49 | 3.49 | 3.49 | 3.49
283 | 0 | 0 | 3.49 | 3.49 | 3.49 | 3.49
284 | 0 | 0 | 2.9554 | 2.9554 | 2.9554 | 2.9554
285 | 0 | 0 | 3.48 | 3.48 | 3.48 | 3.48
286 | 0 | 0 | 3.48 | 3.48 | 3.48 | 3.48
287 | 0 | 0 | 3.49 | 3.49 | 3.49 | 3.49
288 | 0 | 0 | 3.49 | 3.49 | 3.49 | 3.49
289 | 0 | 0 | 3.5 | 3.5 | 3.5 | 3.5
290 | 0 | 0 | 3.5 | 3.5 | 3.5 | 3.5
291 | 0 | 0 | 3.51 | 3.51 | 3.51 | 3.51
292 | 0 | 0 | 3.53 | 3.53 | 3.53 | 3.53
293 | 0 | 0 | 3.54 | 3.54 | 3.54 | 3.54
294 | 0 | 0 | 3.55 | 3.55 | 3.55 | 3.55
295 | 0 | 0 | 3.56 | 3.56 | 3.56 | 3.56
296 | 0 | 0 | 3.58 | 3.58 | 3.58 | 3.58
297 | 0 | 0 | 3.6 | 3.6 | 3.6 | 3.6
298 | 0 | 0 | 3.62 | 3.62 | 3.62 | 3.62
299 | 0 | 0 | 3.63 | 3.63 | 3.63 | 3.63
300 | 0 | 0 | 3.64 | 3.64 | 3.64 | 3.64
301 | 0 | 0 | 3.65 | 3.65 | 3.65 | 3.65
302 | 0 | 0 | 3.67 | 3.67 | 3.67 | 3.67
303 | 0 | 0 | 3.7 | 3.7 | 3.7 | 3.7
304 | 0 | 0 | 3.72 | 3.72 | 3.72 | 3.72
305 | 0 | 0 | 3.73 | 3.73 | 3.73 | 3.73
306 | 0 | 0 | 3.73 | 3.73 | 3.73 | 3.73
307 | 0 | 0 | 3.72 | 3.72 | 3.72 | 3.72
308 | 0 | 0 | 3.71 | 3.71 | 3.71 | 3.71
309 | 0 | 0 | 3.1318 | 3.1318 | 3.1318 | 3.1318
310 | 0 | 0 | 3.66 | 3.66 | 3.66 | 3.66
311 | 0 | 0 | 3.64 | 3.64 | 3.64 | 3.64
312 | 0 | 0 | 3.61 | 3.61 | 3.61 | 3.61
313 | 0 | 0 | 3.58 | 3.58 | 3.58 | 3.58
314 | 0 | 0 | 3.55 | 3.55 | 3.55 | 3.55
315 | 0 | 0 | 3.53 | 3.53 | 3.53 | 3.53
316 | 0 | 0 | 3.5 | 3.5 | 3.5 | 3.5
317 | 0 | 0 | 3.47 | 3.47 | 3.47 | 3.47
318 | 0 | 0 | 3.45 | 3.45 | 3.45 | 3.45
319 | 0 | 0 | 3.43 | 3.43 | 3.43 | 3.43
320 | 0 | 0 | 3.4 | 3.4 | 3.4 | 3.4
321 | 0 | 0 | 3.4 | 3.4 | 3.4 | 3.4
322 | 0 | 0 | 3.41 | 3.41 | 3.41 | 3.41
323 | 0 | 0 | 3.42 | 3.42 | 3.42 | 3.42
324 | 0 | 0 | 3.41 | 3.41 | 3.41 | 3.41
325 | 0 | 0 | 3.4 | 3.4 | 3.4 | 3.4
326 | 0 | 0 | 3.37 | 3.37 | 3.37 | 3.37
327 | 0 | 0 | 3.35 | 3.35 | 3.35 | 3.35
328 | 0 | 0 | 3.31 | 3.31 | 3.31 | 3.31
329 | 0 | 0 | 3.28 | 3.28 | 3.28 | 3.28
330 | 0 | 0 | 3.27 | 3.27 | 3.27 | 3.27
331 | 0 | 0 | 3.26 | 3.26 | 3.26 | 3.26
332 | 0 | 0 | 3.26 | 3.26 | 3.26 | 3.26
333 | 0 | 0 | 3.25 | 3.25 | 3.25 | 3.25
334 | 0 | 0 | 3.24 | 3.24 | 3.24 | 3.24
335 | 0 | 0 | 3.24 | 3.24 | 3.24 | 3.24
336 | 0 | 0 | 3.24 | 3.24 | 3.24 | 3.24
337 | 0 | 0 | 3.24 | 3.24 | 3.24 | 3.24
338 | 0 | 0 | 3.25 | 3.25 | 3.25 | 3.25
339 | 0 | 0 | 3.26 | 3.26 | 3.26 | 3.26
340 | 0 | 0 | 3.26 | 3.26 | 3.26 | 3.26
341 | 0 | 0 | 3.27 | 3.27 | 3.27 | 3.27
342 | 0 | 0 | 3.28 | 3.28 | 3.28 | 3.28
343 | 0 | 0 | 3.3 | 3.3 | 3.3 | 3.3
344 | 0 | 0 | 3.32 | 3.32 | 3.32 | 3.32
345 | 0 | 0 | 3.36 | 3.36 | 3.36 | 3.36
346 | 0 | 0 | 3.41 | 3.41 | 3.41 | 3.41
347 | 0 | 0 | 3.46 | 3.46 | 3.46 | 3.46
348 | 0 | 0 | 2.9262 | 2.9262 | 2.9262 | 2.9262
349 | 0 | 0 | 3.52 | 3.52 | 3.52 | 3.52
350 | 0 | 0 | 3.53 | 3.53 | 3.53 | 3.53
351 | 0 | 0 | 3.54 | 3.54 | 3.54 | 3.54
352 | 0 | 0 | 3.53 | 3.53 | 3.53 | 3.53
353 | 0 | 0 | 3.53 | 3.53 | 3.53 | 3.53
354 | 0 | 0 | 3.54 | 3.54 | 3.54 | 3.54
355 | 0 | 0 | 3.54 | 3.54 | 3.54 | 3.54
356 | 0 | 0 | 3.53 | 3.53 | 3.53 | 3.53
357 | 0 | 0 | 3.53 | 3.53 | 3.53 | 3.53
358 | 0 | 0 | 3.52 | 3.52 | 3.52 | 3.52
359 | 0 | 0 | 3.51 | 3.51 | 3.51 | 3.51
360 | 0 | 0 | 3.49 | 3.49 | 3.49 | 3.49
361 | 0 | 0 | 3.48 | 3.48 | 3.48 | 3.48
362 | 0 | 0 | 3.47 | 3.47 | 3.47 | 3.47
363 | 0 | 0 | 3.46 | 3.46 | 3.46 | 3.46
364 | 0 | 0 | 3.45 | 3.45 | 3.45 | 3.45
365 | 0 | 0 | 3.43 | 3.43 | 3.43 | 3.43
366 | 0 | 0 | 3.43 | 3.43 | 3.43 | 3.43
367 | 0 | 0 | 3.42 | 3.42 | 3.42 | 3.42
368 | 0 | 0 | 3.42 | 3.42 | 3.42 | 3.42
369 | 0 | 0 | 3.44 | 3.44 | 3.44 | 3.44
370 | 0 | 0 | 3.49 | 3.49 | 3.49 | 3.49
371 | 0 | 0 | 3.53 | 3.53 | 3.53 | 3.53
372 | 0 | 0 | 3.56 | 3.56 | 3.56 | 3.56
373 | 0 | 0 | 3.58 | 3.58 | 3.58 | 3.58
374 | 0 | 0 | 3.59 | 3.59 | 3.59 | 3.59
375 | 0 | 0 | 3.0325 | 3.0325 | 3.0325 | 3.0325
376 | 0 | 0 | 3.51 | 3.51 | 3.51 | 3.51
377 | 0 | 0 | 3.46 | 3.46 | 3.46 | 3.46
378 | 0 | 0 | 3.44 | 3.44 | 3.44 | 3.44
379 | 0 | 0 | 3.43 | 3.43 | 3.43 | 3.43
380 | 0 | 0 | 3.42 | 3.42 | 3.42 | 3.42
381 | 0 | 0 | 3.42 | 3.42 | 3.42 | 3.42
382 | 0 | 0 | 3.41 | 3.41 | 3.41 | 3.41
383 | 0 | 0 | 3.42 | 3.42 | 3.42 | 3.42
384 | 0 | 0 | 3.43 | 3.43 | 3.43 | 3.43
385 | 0 | 0 | 3.44 | 3.44 | 3.44 | 3.44
386 | 0 | 0 | 3.45 | 3.45 | 3.45 | 3.45
387 | 0 | 0 | 3.47 | 3.47 | 3.47 | 3.47
388 | 0 | 0 | 3.48 | 3.48 | 3.48 | 3.48
389 | 0 | 0 | 3.49 | 3.49 | 3.49 | 3.49
390 | 0 | 0 | 3.49 | 3.49 | 3.49 | 3.49
391 | 0 | 0 | 3.49 | 3.49 | 3.49 | 3.49
392 | 0 | 0 | 3.5 | 3.5 | 3.5 | 3.5
393 | 0 | 0 | 3.53 | 3.53 | 3.53 | 3.53
394 | 0 | 0 | 3.56 | 3.56 | 3.56 | 3.56
395 | 0 | 0 | 3.59 | 3.59 | 3.59 | 3.59
396 | 0 | 0 | 3.58 | 3.58 | 3.58 | 3.58
397 | 0 | 0 | 3.56 | 3.56 | 3.56 | 3.56
398 | 0 | 0 | 3.53 | 3.53 | 3.53 | 3.53
399 | 0 | 0 | 3.49 | 3.49 | 3.49 | 3.49
400 | 0 | 0 | 3.44 | 3.44 | 3.44 | 3.44
401 | 0 | 0 | 3.39 | 3.39 | 3.39 | 3.39
402 | 0 | 0 | 3.35 | 3.35 | 3.35 | 3.35
403 | 0 | 0 | 3.32 | 3.32 | 3.32 | 3.32
404 | 0 | 0 | 3.28 | 3.28 | 3.28 | 3.28
405 | 0 | 0 | 3.26 | 3.26 | 3.26 | 3.26
406 | 0 | 0 | 3.23 | 3.23 | 3.23 | 3.23
407 | 0 | 0 | 3.21 | 3.21 | 3.21 | 3.21
408 | 0 | 0 | 3.19 | 3.19 | 3.19 | 3.19
409 | 0 | 0 | 3.17 | 3.17 | 3.17 | 3.17
410 | 0 | 0 | 3.14 | 3.14 | 3.14 | 3.14
411 | 1 | 1 | 3.11 | 3.11 | 3.11 | 3.11
412 | 0 | 0 | 3.08 | 3.08 | 3.08 | 3.08
413 | 0 | 0 | 3.06 | 3.06 | 3.06 | 3.06
414 | 0 | 0 | 3.03 | 3.03 | 3.03 | 3.03
415 | 0 | 0 | 3.01 | 3.01 | 3.01 | 3.01
416 | 0 | 0 | 2.6968 | 2.6968 | 2.6968 | 2.6968
417 | 0 | 0 | 3.06 | 3.06 | 3.06 | 3.06
418 | 0 | 0 | 3.13 | 3.13 | 3.13 | 3.13
419 | 0 | 0 | 3.19 | 3.19 | 3.19 | 3.19
420 | 0 | 0 | 3.23 | 3.23 | 3.23 | 3.23
421 | 0 | 0 | 3.26 | 3.26 | 3.26 | 3.26
422 | 0 | 0 | 3.26 | 3.26 | 3.26 | 3.26
423 | 0 | 0 | 3.23 | 3.23 | 3.23 | 3.23
424 | 0 | 0 | 3.13 | 3.13 | 3.13 | 3.13
425 | 0 | 0 | 3.06 | 3.06 | 3.06 | 3.06
426 | 0 | 0 | 3.02 | 3.02 | 3.02 | 3.02
427 | 0 | 0 | 2.99 | 2.99 | 2.99 | 2.99
428 | 0 | 0 | 2.97 | 2.97 | 2.97 | 2.97
429 | 1 | 1 | 2.95 | 2.95 | 2.95 | 2.95
430 | 0 | 0 | 2.93 | 2.93 | 2.93 | 2.93
431 | 0 | 0 | 2.92 | 2.92 | 2.92 | 2.92
432 | 0 | 0 | 2.89 | 2.89 | 2.89 | 2.89
433 | 0 | 0 | 2.87 | 2.87 | 2.87 | 2.87
434 | 0 | 0 | 2.85 | 2.85 | 2.85 | 2.85
435 | 0 | 0 | 2.83 | 2.83 | 2.83 | 2.83
436 | 0 | 0 | 2.81 | 2.81 | 2.81 | 2.81
437 | 0 | 0 | 2.8 | 2.8 | 2.8 | 2.8
438 | 0 | 0 | 2.79 | 2.79 | 2.79 | 2.79
439 | 0 | 0 | 2.78 | 2.78 | 2.78 | 2.78
440 | 0 | 0 | 2.79 | 2.79 | 2.79 | 2.79
441 | 0 | 0 | 2.88 | 2.88 | 2.88 | 2.88
442 | 0 | 0 | 2.99 | 2.99 | 2.99 | 2.99
443 | 0 | 0 | 3.07 | 3.07 | 3.07 | 3.07
444 | 0 | 0 | 3.14 | 3.14 | 3.14 | 3.14
445 | 0 | 0 | 3.18 | 3.18 | 3.18 | 3.18
446 | 0 | 0 | 3.18 | 3.18 | 3.18 | 3.18
447 | 0 | 0 | 2.7105 | 2.7105 | 2.7105 | 2.7105
448 | 0 | 0 | 3.04 | 3.04 | 3.04 | 3.04
449 | 0 | 0 | 2.97 | 2.97 | 2.97 | 2.97
450 | 0 | 0 | 2.93 | 2.93 | 2.93 | 2.93
451 | 0 | 0 | 2.89 | 2.89 | 2.89 | 2.89
452 | 0 | 0 | 2.85 | 2.85 | 2.85 | 2.85
453 | 0 | 0 | 2.82 | 2.82 | 2.82 | 2.82
454 | 0 | 0 | 2.79 | 2.79 | 2.79 | 2.79
455 | 0 | 0 | 2.77 | 2.77 | 2.77 | 2.77
456 | 0 | 0 | 2.74 | 2.74 | 2.74 | 2.74
457 | 0 | 0 | 2.72 | 2.72 | 2.72 | 2.72
458 | 0 | 0 | 2.7 | 2.7 | 2.7 | 2.7
459 | 0 | 0 | 2.69 | 2.69 | 2.69 | 2.69
460 | 0 | 0 | 2.67 | 2.67 | 2.67 | 2.67
461 | 0 | 0 | 2.66 | 2.66 | 2.66 | 2.66
462 | 0 | 0 | 2.64 | 2.64 | 2.64 | 2.64
463 | 0 | 0 | 2.64 | 2.64 | 2.64 | 2.64
464 | 0 | 0 | 2.67 | 2.67 | 2.67 | 2.67
465 | 0 | 0 | 2.78 | 2.78 | 2.78 | 2.78
466 | 0 | 0 | 2.87 | 2.87 | 2.87 | 2.87
467 | 0 | 0 | 2.96 | 2.96 | 2.96 | 2.96
468 | 0 | 0 | 3.02 | 3.02 | 3.02 | 3.02
469 | 0 | 0 | 3.06 | 3.06 | 3.06 | 3.06
470 | 0 | 0 | 3.08 | 3.08 | 3.08 | 3.08
471 | 0 | 0 | 3.05 | 3.05 | 3.05 | 3.05
472 | 0 | 0 | 2.97 | 2.97 | 2.97 | 2.97
473 | 0 | 0 | 2.91 | 2.91 | 2.91 | 2.91
474 | 0 | 0 | 2.87 | 2.87 | 2.87 | 2.87
475 | 1 | 1 | 2.84 | 2.84 | 2.84 | 2.84
476 | 0 | 0 | 2.82 | 2.82 | 2.82 | 2.82
477 | 0 | 0 | 2.8 | 2.8 | 2.8 | 2.8
478 | 0 | 0 | 2.78 | 2.78 | 2.78 | 2.78
479 | 0 | 0 | 2.76 | 2.76 | 2.76 | 2.76
480 | 0 | 0 | 2.73 | 2.73 | 2.73 | 2.73
481 | 0 | 0 | 2.72 | 2.72 | 2.72 | 2.72
482 | 0 | 0 | 2.71 | 2.71 | 2.71 | 2.71
483 | 0 | 0 | 2.69 | 2.69 | 2.69 | 2.69
484 | 0 | 0 | 2.68 | 2.68 | 2.68 | 2.68
485 | 0 | 0 | 2.66 | 2.66 | 2.66 | 2.66
486 | 0 | 0 | 2.65 | 2.65 | 2.65 | 2.65
487 | 0 | 0 | 2.3725 | 2.3725 | 2.3725 | 2.3725
488 | 0 | 0 | 2.67 | 2.67 | 2.67 | 2.67
489 | 0 | 0 | 2.76 | 2.76 | 2.76 | 2.76
490 | 0 | 0 | 2.85 | 2.85 | 2.85 | 2.85
491 | 0 | 0 | 2.94 | 2.94 | 2.94 | 2.94
492 | 0 | 0 | 3.01 | 3.01 | 3.01 | 3.01
493 | 0 | 0 | 3.06 | 3.06 | 3.06 | 3.06
494 | 0 | 0 | 3.09 | 3.09 | 3.09 | 3.09
495 | 0 | 0 | 3.07 | 3.07 | 3.07 | 3.07
496 | 0 | 0 | 3 | 3 | 3 | 3
497 | 0 | 0 | 2.93 | 2.93 | 2.93 | 2.93
498 | 0 | 0 | 2.88 | 2.88 | 2.88 | 2.88
499 | 0 | 0 | 2.85 | 2.85 | 2.85 | 2.85
500 | 1 | 1 | 2.83 | 2.83 | 2.83 | 2.83
501 | 0 | 0 | 2.81 | 2.81 | 2.81 | 2.81
502 | 0 | 0 | 2.79 | 2.79 | 2.79 | 2.79
503 | 0 | 0 | 2.77 | 2.77 | 2.77 | 2.77
504 | 0 | 0 | 2.75 | 2.75 | 2.75 | 2.75
505 | 0 | 0 | 2.73 | 2.73 | 2.73 | 2.73
506 | 0 | 0 | 2.72 | 2.72 | 2.72 | 2.72
507 | 0 | 0 | 2.72 | 2.72 | 2.72 | 2.72
508 | 0 | 0 | 2.71 | 2.71 | 2.71 | 2.71
509 | 0 | 0 | 2.71 | 2.71 | 2.71 | 2.71
510 | 0 | 0 | 2.7 | 2.7 | 2.7 | 2.7
511 | 0 | 0 | 2.71 | 2.71 | 2.71 | 2.71
512 | 0 | 0 | 2.4697 | 2.4697 | 2.4697 | 2.4697
513 | 0 | 0 | 2.8 | 2.8 | 2.8 | 2.8
514 | 0 | 0 | 2.87 | 2.87 | 2.87 | 2.87
515 | 0 | 0 | 2.93 | 2.93 | 2.93 | 2.93
516 | 0 | 0 | 2.97 | 2.97 | 2.97 | 2.97
517 | 0 | 0 | 3 | 3 | 3 | 3
518 | 0 | 0 | 3 | 3 | 3 | 3
519 | 0 | 0 | 2.97 | 2.97 | 2.97 | 2.97
520 | 0 | 0 | 2.92 | 2.92 | 2.92 | 2.92
521 | 0 | 0 | 2.89 | 2.89 | 2.89 | 2.89
522 | 0 | 0 | 2.88 | 2.88 | 2.88 | 2.88
523 | 0 | 0 | 2.86 | 2.86 | 2.86 | 2.86
524 | 0 | 0 | 2.84 | 2.84 | 2.84 | 2.84
525 | 1 | 1 | 2.82 | 2.82 | 2.82 | 2.82
526 | 0 | 0 | 2.81 | 2.81 | 2.81 | 2.81
527 | 0 | 0 | 2.8 | 2.8 | 2.8 | 2.8
528 | 0 | 0 | 2.78 | 2.78 | 2.78 | 2.78
529 | 0 | 0 | 2.77 | 2.77 | 2.77 | 2.77
530 | 0 | 0 | 2.77 | 2.77 | 2.77 | 2.77
531 | 0 | 0 | 2.75 | 2.75 | 2.75 | 2.75
532 | 0 | 0 | 2.75 | 2.75 | 2.75 | 2.75
533 | 0 | 0 | 2.74 | 2.74 | 2.74 | 2.74
534 | 0 | 0 | 2.73 | 2.73 | 2.73 | 2.73
535 | 0 | 0 | 2.73 | 2.73 | 2.73 | 2.73
536 | 0 | 0 | 2.74 | 2.74 | 2.74 | 2.74
537 | 0 | 0 | 2.78 | 2.78 | 2.78 | 2.78
538 | 0 | 0 | 2.82 | 2.82 | 2.82 | 2.82
539 | 0 | 0 | 2.86 | 2.86 | 2.86 | 2.86
540 | 0 | 0 | 2.88 | 2.88 | 2.88 | 2.88
541 | 0 | 0 | 2.9 | 2.9 | 2.9 | 2.9
542 | 0 | 0 | 2.9 | 2.9 | 2.9 | 2.9
543 | 0 | 0 | 2.88 | 2.88 | 2.88 | 2.88
544 | 0 | 0 | 2.84 | 2.84 | 2.84 | 2.84
545 | 0 | 0 | 2.82 | 2.82 | 2.82 | 2.82
546 | 0 | 0 | 2.8 | 2.8 | 2.8 | 2.8
547 | 0 | 0 | 2.79 | 2.79 | 2.79 | 2.79
548 | 0 | 0 | 2.78 | 2.78 | 2.78 | 2.78
549 | 1 | 1 | 2.77 | 2.77 | 2.77 | 2.77
550 | 0 | 0 | 2.77 | 2.77 | 2.77 | 2.77
551 | 0 | 0 | 2.76 | 2.76 | 2.76 | 2.76
552 | 0 | 0 | 2.76 | 2.76 | 2.76 | 2.76
553 | 0 | 0 | 2.76 | 2.76 | 2.76 | 2.76
554 | 0 | 0 | 2.76 | 2.76 | 2.76 | 2.76
555 | 0 | 0 | 2.76 | 2.76 | 2.76 | 2.76
556 | 0 | 0 | 2.76 | 2.76 | 2.76 | 2.76
557 | 0 | 0 | 2.76 | 2.76 | 2.76 | 2.76
558 | 0 | 0 | 2.75 | 2.75 | 2.75 | 2.75
559 | 0 | 0 | 2.75 | 2.75 | 2.75 | 2.75
560 | 0 | 0 | 2.76 | 2.76 | 2.76 | 2.76
561 | 0 | 0 | 2.78 | 2.78 | 2.78 | 2.78
562 | 0 | 0 | 2.81 | 2.81 | 2.81 | 2.81
563 | 0 | 0 | 2.84 | 2.84 | 2.84 | 2.84
564 | 0 | 0 | 2.4484 | 2.4484 | 2.4484 | 2.4484
565 | 0 | 0 | 2.86 | 2.86 | 2.86 | 2.86
566 | 0 | 0 | 2.86 | 2.86 | 2.86 | 2.86
567 | 0 | 0 | 2.85 | 2.85 | 2.85 | 2.85
568 | 0 | 0 | 2.84 | 2.84 | 2.84 | 2.84
569 | 0 | 0 | 2.83 | 2.83 | 2.83 | 2.83
570 | 1 | 1 | 2.83 | 2.83 | 2.83 | 2.83
571 | 0 | 0 | 2.82 | 2.82 | 2.82 | 2.82
572 | 0 | 0 | 2.82 | 2.82 | 2.82 | 2.82
573 | 0 | 0 | 2.82 | 2.82 | 2.82 | 2.82
574 | 0 | 0 | 2.8 | 2.8 | 2.8 | 2.8
575 | 0 | 0 | 2.79 | 2.79 | 2.79 | 2.79
576 | 0 | 0 | 2.79 | 2.79 | 2.79 | 2.79
577 | 0 | 0 | 2.78 | 2.78 | 2.78 | 2.78
578 | 0 | 0 | 2.78 | 2.78 | 2.78 | 2.78
579 | 0 | 0 | 2.78 | 2.78 | 2.78 | 2.78
580 | 0 | 0 | 2.78 | 2.78 | 2.78 | 2.78
581 | 0 | 0 | 2.78 | 2.78 | 2.78 | 2.78
582 | 0 | 0 | 2.78 | 2.78 | 2.78 | 2.78
583 | 0 | 0 | 2.78 | 2.78 | 2.78 | 2.78
584 | 0 | 0 | 2.79 | 2.79 | 2.79 | 2.79
585 | 0 | 0 | 2.81 | 2.81 | 2.81 | 2.81
586 | 0 | 0 | 2.86 | 2.86 | 2.86 | 2.86
587 | 0 | 0 | 2.9 | 2.9 | 2.9 | 2.9
588 | 0 | 0 | 2.93 | 2.93 | 2.93 | 2.93
589 | 0 | 0 | 2.96 | 2.96 | 2.96 | 2.96
590 | 0 | 0 | 2.98 | 2.98 | 2.98 | 2.98
591 | 0 | 0 | 2.98 | 2.98 | 2.98 | 2.98
592 | 1 | 1 | 2.97 | 2.97 | 2.97 | 2.97
593 | 0 | 0 | 2.96 | 2.96 | 2.96 | 2.96
594 | 0 | 0 | 2.96 | 2.96 | 2.96 | 2.96
595 | 0 | 0 | 2.97 | 2.97 | 2.97 | 2.97
596 | 0 | 0 | 2.98 | 2.98 | 2.98 | 2.98
597 | 0 | 0 | 3 | 3 | 3 | 3
598 | 0 | 0 | 3.03 | 3.03 | 3.03 | 3.03
599 | 0 | 0 | 3.05 | 3.05 | 3.05 | 3.05
600 | 0 | 0 | 3.07 | 3.07 | 3.07 | 3.07
601 | 0 | 0 | 3.1 | 3.1 | 3.1 | 3.1
602 | 0 | 0 | 3.13 | 3.13 | 3.13 | 3.13
603 | 0 | 0 | 3.16 | 3.16 | 3.16 | 3.16
604 | 0 | 0 | 3.19 | 3.19 | 3.19 | 3.19
605 | 0 | 0 | 3.22 | 3.22 | 3.22 | 3.22
606 | 0 | 0 | 3.24 | 3.24 | 3.24 | 3.24
607 | 0 | 0 | 3.27 | 3.27 | 3.27 | 3.27
608 | 0 | 0 | 3.29 | 3.29 | 3.29 | 3.29
609 | 0 | 0 | 3.32 | 3.32 | 3.32 | 3.32
610 | 0 | 0 | 3.35 | 3.35 | 3.35 | 3.35
611 | 0 | 0 | 2.8238 | 2.8238 | 2.8238 | 2.8238
612 | 0 | 0 | 3.43 | 3.43 | 3.43 | 3.43
613 | 0 | 0 | 3.45 | 3.45 | 3.45 | 3.45
614 | 0 | 0 | 3.47 | 3.47 | 3.47 | 3.47
615 | 0 | 0 | 3.47 | 3.47 | 3.47 | 3.47
616 | 0 | 0 | 3.46 | 3.46 | 3.46 | 3.46
617 | 0 | 0 | 3.46 | 3.46 | 3.46 | 3.46
618 | 0 | 0 | 3.45 | 3.45 | 3.45 | 3.45
619 | 0 | 0 | 3.45 | 3.45 | 3.45 | 3.45
620 | 0 | 0 | 3.46 | 3.46 | 3.46 | 3.46
621 | 0 | 0 | 3.46 | 3.46 | 3.46 | 3.46
622 | 0 | 0 | 3.45 | 3.45 | 3.45 | 3.45
623 | 0 | 0 | 3.46 | 3.46 | 3.46 | 3.46
624 | 0 | 0 | 3.45 | 3.45 | 3.45 | 3.45
625 | 0 | 0 | 3.45 | 3.45 | 3.45 | 3.45
626 | 0 | 0 | 3.46 | 3.46 | 3.46 | 3.46
627 | 0 | 0 | 3.46 | 3.46 | 3.46 | 3.46
628 | 0 | 0 | 3.46 | 3.46 | 3.46 | 3.46
629 | 0 | 0 | 3.47 | 3.47 | 3.47 | 3.47
630 | 0 | 0 | 3.47 | 3.47 | 3.47 | 3.47
631 | 0 | 0 | 3.47 | 3.47 | 3.47 | 3.47
632 | 0 | 0 | 3.48 | 3.48 | 3.48 | 3.48
633 | 0 | 0 | 2.8562 | 2.8562 | 2.8562 | 2.8562
634 | 0 | 0 | 3.55 | 3.55 | 3.55 | 3.55
635 | 0 | 0 | 3.59 | 3.59 | 3.59 | 3.59
636 | 0 | 0 | 3.61 | 3.61 | 3.61 | 3.61
637 | 0 | 0 | 3.63 | 3.63 | 3.63 | 3.63
638 | 0 | 0 | 3.63 | 3.63 | 3.63 | 3.63
639 | 0 | 0 | 3.61 | 3.61 | 3.61 | 3.61
640 | 0 | 0 | 3.57 | 3.57 | 3.57 | 3.57
641 | 1 | 1 | 3.53 | 3.53 | 3.53 | 3.53
642 | 0 | 0 | 3.49 | 3.49 | 3.49 | 3.49
643 | 0 | 0 | 3.46 | 3.46 | 3.46 | 3.46
644 | 0 | 0 | 3.43 | 3.43 | 3.43 | 3.43
645 | 0 | 0 | 3.4 | 3.4 | 3.4 | 3.4
646 | 0 | 0 | 3.37 | 3.37 | 3.37 | 3.37
647 | 0 | 0 | 3.35 | 3.35 | 3.35 | 3.35
648 | 0 | 0 | 3.34 | 3.34 | 3.34 | 3.34
649 | 0 | 0 | 3.32 | 3.32 | 3.32 | 3.32
650 | 0 | 0 | 3.31 | 3.31 | 3.31 | 3.31
651 | 1 | 1 | 3.29 | 3.29 | 3.29 | 3.29
652 | 0 | 0 | 3.28 | 3.28 | 3.28 | 3.28
653 | 0 | 0 | 3.27 | 3.27 | 3.27 | 3.27
654 | 0 | 0 | 3.27 | 3.27 | 3.27 | 3.27
655 | 0 | 0 | 3.26 | 3.26 | 3.26 | 3.26
656 | 0 | 0 | 3.27 | 3.27 | 3.27 | 3.27
657 | 0 | 0 | 3.29 | 3.29 | 3.29 | 3.29
658 | 0 | 0 | 3.31 | 3.31 | 3.31 | 3.31
659 | 0 | 0 | 3.34 | 3.34 | 3.34 | 3.34
660 | 0 | 0 | 3.36 | 3.36 | 3.36 | 3.36
661 | 0 | 0 | 3.36 | 3.36 | 3.36 | 3.36
662 | 0 | 0 | 3.35 | 3.35 | 3.35 | 3.35
663 | 0 | 0 | 3.33 | 3.33 | 3.33 | 3.33
664 | 0 | 0 | 3.31 | 3.31 | 3.31 | 3.31
665 | 0 | 0 | 3.28 | 3.28 | 3.28 | 3.28
666 | 0 | 0 | 3.26 | 3.26 | 3.26 | 3.26
667 | 1 | 1 | 3.24 | 3.24 | 3.24 | 3.24
668 | 0 | 0 | 3.23 | 3.23 | 3.23 | 3.23
669 | 0 | 0 | 3.22 | 3.22 | 3.22 | 3.22
670 | 0 | 0 | 3.2 | 3.2 | 3.2 | 3.2
671 | 0 | 0 | 3.18 | 3.18 | 3.18 | 3.18
672 | 0 | 0 | 3.17 | 3.17 | 3.17 | 3.17
673 | 0 | 0 | 3.15 | 3.15 | 3.15 | 3.15
674 | 0 | 0 | 3.14 | 3.14 | 3.14 | 3.14
675 | 0 | 0 | 3.13 | 3.13 | 3.13 | 3.13
676 | 0 | 0 | 3.13 | 3.13 | 3.13 | 3.13
677 | 0 | 0 | 3.12 | 3.12 | 3.12 | 3.12
678 | 0 | 0 | 3.12 | 3.12 | 3.12 | 3.12
679 | 0 | 0 | 3.11 | 3.11 | 3.11 | 3.11
680 | 0 | 0 | 3.13 | 3.13 | 3.13 | 3.13
681 | 0 | 0 | 3.17 | 3.17 | 3.17 | 3.17
682 | 0 | 0 | 3.21 | 3.21 | 3.21 | 3.21
683 | 0 | 0 | 3.26 | 3.26 | 3.26 | 3.26
684 | 0 | 0 | 3.29 | 3.29 | 3.29 | 3.29
685 | 0 | 0 | 2.6395 | 2.6395 | 2.6395 | 2.6395
686 | 0 | 0 | 3.32 | 3.32 | 3.32 | 3.32
687 | 0 | 0 | 3.29 | 3.29 | 3.29 | 3.29
688 | 0 | 0 | 3.22 | 3.22 | 3.22 | 3.22
689 | 0 | 0 | 3.15 | 3.15 | 3.15 | 3.15
690 | 0 | 0 | 3.12 | 3.12 | 3.12 | 3.12
691 | 0 | 0 | 3.09 | 3.09 | 3.09 | 3.09
692 | 0 | 0 | 3.06 | 3.06 | 3.06 | 3.06
693 | 0 | 0 | 3.04 | 3.04 | 3.04 | 3.04
694 | 0 | 0 | 3.01 | 3.01 | 3.01 | 3.01
695 | 0 | 0 | 2.99 | 2.99 | 2.99 | 2.99
696 | 0 | 0 | 2.97 | 2.97 | 2.97 | 2.97
697 | 0 | 0 | 2.96 | 2.96 | 2.96 | 2.96
698 | 0 | 0 | 2.96 | 2.96 | 2.96 | 2.96
699 | 0 | 0 | 2.95 | 2.95 | 2.95 | 2.95
700 | 0 | 0 | 2.95 | 2.95 | 2.95 | 2.95
701 | 0 | 0 | 2.96 | 2.96 | 2.96 | 2.96
702 | 0 | 0 | 2.97 | 2.97 | 2.97 | 2.97
703 | 0 | 0 | 2.98 | 2.98 | 2.98 | 2.98
704 | 0 | 0 | 3.01 | 3.01 | 3.01 | 3.01
705 | 0 | 0 | 3.06 | 3.06 | 3.06 | 3.06
706 | 1 | 1 | 3.13 | 3.13 | 3.13 | 3.13
707 | 0 | 0 | 3.18 | 3.18 | 3.18 | 3.18
708 | 0 | 0 | 3.22 | 3.22 | 3.22 | 3.22
709 | 0 | 0 | 3.23 | 3.23 | 3.23 | 3.23
710 | 0 | 0 | 3.23 | 3.23 | 3.23 | 3.23
711 | 0 | 0 | 3.22 | 3.22 | 3.22 | 3.22
712 | 0 | 0 | 3.2 | 3.2 | 3.2 | 3.2
713 | 0 | 0 | 3.18 | 3.18 | 3.18 | 3.18
714 | 0 | 0 | 3.17 | 3.17 | 3.17 | 3.17
715 | 0 | 0 | 3.16 | 3.16 | 3.16 | 3.16
716 | 0 | 0 | 3.15 | 3.15 | 3.15 | 3.15
717 | 0 | 0 | 3.13 | 3.13 | 3.13 | 3.13
718 | 0 | 0 | 3.1 | 3.1 | 3.1 | 3.1
719 | 0 | 0 | 3.08 | 3.08 | 3.08 | 3.08
720 | 1 | 1 | 3.05 | 3.05 | 3.05 | 3.05
721 | 0 | 0 | 3.02 | 3.02 | 3.02 | 3.02
722 | 0 | 0 | 3 | 3 | 3 | 3
723 | 0 | 0 | 2.98 | 2.98 | 2.98 | 2.98
724 | 0 | 0 | 2.97 | 2.97 | 2.97 | 2.97
725 | 0 | 0 | 2.96 | 2.96 | 2.96 | 2.96
726 | 0 | 0 | 2.95 | 2.95 | 2.95 | 2.95
727 | 0 | 0 | 2.94 | 2.94 | 2.94 | 2.94
728 | 0 | 0 | 2.97 | 2.97 | 2.97 | 2.97
729 | 0 | 0 | 3.04 | 3.04 | 3.04 | 3.04
730 | 0 | 0 | 3.11 | 3.11 | 3.11 | 3.11
731 | 0 | 0 | 2.6937 | 2.6937 | 2.6937 | 2.6937
732 | 0 | 0 | 3.22 | 3.22 | 3.22 | 3.22
733 | 0 | 0 | 3.25 | 3.25 | 3.25 | 3.25
734 | 0 | 0 | 3.26 | 3.26 | 3.26 | 3.26
735 | 0 | 0 | 3.24 | 3.24 | 3.24 | 3.24
736 | 0 | 0 | 3.17 | 3.17 | 3.17 | 3.17
737 | 0 | 0 | 3.1 | 3.1 | 3.1 | 3.1
738 | 0 | 0 | 3.07 | 3.07 | 3.07 | 3.07
739 | 0 | 0 | 3.05 | 3.05 | 3.05 | 3.05
740 | 0 | 0 | 3.04 | 3.04 | 3.04 | 3.04
741 | 0 | 0 | 3.04 | 3.04 | 3.04 | 3.04
742 | 0 | 0 | 3.03 | 3.03 | 3.03 | 3.03
743 | 0 | 0 | 3.04 | 3.04 | 3.04 | 3.04
744 | 0 | 0 | 3.04 | 3.04 | 3.04 | 3.04
745 | 0 | 0 | 3.05 | 3.05 | 3.05 | 3.05
746 | 0 | 0 | 3.06 | 3.06 | 3.06 | 3.06
747 | 0 | 0 | 3.06 | 3.06 | 3.06 | 3.06
748 | 0 | 0 | 3.07 | 3.07 | 3.07 | 3.07
749 | 0 | 0 | 3.08 | 3.08 | 3.08 | 3.08
750 | 0 | 0 | 3.1 | 3.1 | 3.1 | 3.1
751 | 0 | 0 | 3.11 | 3.11 | 3.11 | 3.11
752 | 0 | 0 | 3.13 | 3.13 | 3.13 | 3.13
753 | 0 | 0 | 3.18 | 3.18 | 3.18 | 3.18
754 | 0 | 0 | 3.22 | 3.22 | 3.22 | 3.22
755 | 0 | 0 | 3.27 | 3.27 | 3.27 | 3.27
756 | 0 | 0 | 3.3 | 3.3 | 3.3 | 3.3
757 | 0 | 0 | 3.34 | 3.34 | 3.34 | 3.34
758 | 0 | 0 | 3.37 | 3.37 | 3.37 | 3.37
759 | 0 | 0 | 3.36 | 3.36 | 3.36 | 3.36
760 | 0 | 0 | 3.32 | 3.32 | 3.32 | 3.32
761 | 0 | 0 | 2.3265 | 2.3265 | 2.3265 | 2.3265
762 | 0 | 0 | 3.25 | 3.25 | 3.25 | 3.25
763 | 0 | 0 | 3.23 | 3.23 | 3.23 | 3.23
764 | 0 | 0 | 3.22 | 3.22 | 3.22 | 3.22
765 | 0 | 0 | 3.21 | 3.21 | 3.21 | 3.21
766 | 0 | 0 | 3.2 | 3.2 | 3.2 | 3.2
767 | 0 | 0 | 3.19 | 3.19 | 3.19 | 3.19
768 | 0 | 0 | 3.19 | 3.19 | 3.19 | 3.19
769 | 0 | 0 | 3.18 | 3.18 | 3.18 | 3.18
770 | 0 | 0 | 3.18 | 3.18 | 3.18 | 3.18
771 | 0 | 0 | 3.17 | 3.17 | 3.17 | 3.17
772 | 0 | 0 | 3.18 | 3.18 | 3.18 | 3.18
773 | 0 | 0 | 3.18 | 3.18 | 3.18 | 3.18
774 | 0 | 0 | 3.18 | 3.18 | 3.18 | 3.18
775 | 0 | 0 | 3.18 | 3.18 | 3.18 | 3.18
776 | 0 | 0 | 3.2 | 3.2 | 3.2 | 3.2
777 | 0 | 0 | 3.22 | 3.22 | 3.22 | 3.22
778 | 0 | 0 | 3.26 | 3.26 | 3.26 | 3.26
779 | 0 | 0 | 3.29 | 3.29 | 3.29 | 3.29
780 | 0 | 0 | 3.31 | 3.31 | 3.31 | 3.31
781 | 0 | 0 | 2.4399 | 2.4399 | 2.4399 | 2.4399
782 | 0 | 0 | 3.33 | 3.33 | 3.33 | 3.33
783 | 0 | 0 | 3.33 | 3.33 | 3.33 | 3.33
784 | 0 | 0 | 3.3 | 3.3 | 3.3 | 3.3
785 | 0 | 0 | 3.27 | 3.27 | 3.27 | 3.27
786 | 0 | 0 | 3.26 | 3.26 | 3.26 | 3.26
787 | 0 | 0 | 3.26 | 3.26 | 3.26 | 3.26
788 | 0 | 0 | 3.25 | 3.25 | 3.25 | 3.25
789 | 0 | 0 | 3.25 | 3.25 | 3.25 | 3.25
790 | 0 | 0 | 3.25 | 3.25 | 3.25 | 3.25
791 | 0 | 0 | 3.24 | 3.24 | 3.24 | 3.24
792 | 0 | 0 | 3.22 | 3.22 | 3.22 | 3.22
793 | 0 | 0 | 3.22 | 3.22 | 3.22 | 3.22
794 | 0 | 0 | 3.21 | 3.21 | 3.21 | 3.21
795 | 0 | 0 | 3.21 | 3.21 | 3.21 | 3.21
796 | 0 | 0 | 3.2 | 3.2 | 3.2 | 3.2
797 | 0 | 0 | 3.19 | 3.19 | 3.19 | 3.19
798 | 0 | 0 | 3.18 | 3.18 | 3.18 | 3.18
799 | 0 | 0 | 3.17 | 3.17 | 3.17 | 3.17
800 | 0 | 0 | 3.16 | 3.16 | 3.16 | 3.16
801 | 0 | 0 | 3.18 | 3.18 | 3.18 | 3.18
802 | 0 | 0 | 3.21 | 3.21 | 3.21 | 3.21
803 | 0 | 0 | 3.25 | 3.25 | 3.25 | 3.25
804 | 0 | 0 | 3.27 | 3.27 | 3.27 | 3.27
805 | 0 | 0 | 3.29 | 3.29 | 3.29 | 3.29
806 | 0 | 0 | 3.29 | 3.29 | 3.29 | 3.29
807 | 0 | 0 | 3.29 | 3.29 | 3.29 | 3.29
808 | 0 | 0 | 3.27 | 3.27 | 3.27 | 3.27
809 | 0 | 0 | 3.23 | 3.23 | 3.23 | 3.23
810 | 1 | 1 | 3.2 | 3.2 | 3.2 | 3.2
811 | 0 | 0 | 3.18 | 3.18 | 3.18 | 3.18
812 | 0 | 0 | 3.15 | 3.15 | 3.15 | 3.15
813 | 0 | 0 | 3.13 | 3.13 | 3.13 | 3.13
814 | 0 | 0 | 3.11 | 3.11 | 3.11 | 3.11
815 | 0 | 0 | 3.09 | 3.09 | 3.09 | 3.09
816 | 0 | 0 | 3.07 | 3.07 | 3.07 | 3.07
817 | 0 | 0 | 3.06 | 3.06 | 3.06 | 3.06
818 | 0 | 0 | 3.04 | 3.04 | 3.04 | 3.04
819 | 0 | 0 | 3.02 | 3.02 | 3.02 | 3.02
820 | 0 | 0 | 3.01 | 3.01 | 3.01 | 3.01
821 | 0 | 0 | 2.99 | 2.99 | 2.99 | 2.99
822 | 0 | 0 | 2.98 | 2.98 | 2.98 | 2.98
823 | 0 | 0 | 2.97 | 2.97 | 2.97 | 2.97
824 | 0 | 0 | 3 | 3 | 3 | 3
825 | 0 | 0 | 3.09 | 3.09 | 3.09 | 3.09
826 | 0 | 0 | 3.2 | 3.2 | 3.2 | 3.2
827 | 0 | 0 | 3.27 | 3.27 | 3.27 | 3.27
828 | 0 | 0 | 3.34 | 3.34 | 3.34 | 3.34
829 | 0 | 0 | 3.37 | 3.37 | 3.37 | 3.37
830 | 0 | 0 | 3.38 | 3.38 | 3.38 | 3.38
831 | 0 | 0 | 3.35 | 3.35 | 3.35 | 3.35
832 | 0 | 0 | 3.28 | 3.28 | 3.28 | 3.28
833 | 1 | 1 | 2.765 | 2.765 | 2.765 | 2.765
834 | 0 | 0 | 3.18 | 3.18 | 3.18 | 3.18
835 | 0 | 0 | 3.17 | 3.17 | 3.17 | 3.17
836 | 0 | 0 | 3.15 | 3.15 | 3.15 | 3.15
837 | 0 | 0 | 3.14 | 3.14 | 3.14 | 3.14
838 | 0 | 0 | 3.13 | 3.13 | 3.13 | 3.13
839 | 0 | 0 | 3.11 | 3.11 | 3.11 | 3.11
840 | 0 | 0 | 3.08 | 3.08 | 3.08 | 3.08
841 | 0 | 0 | 3.08 | 3.08 | 3.08 | 3.08
842 | 0 | 0 | 3.06 | 3.06 | 3.06 | 3.06
843 | 0 | 0 | 3.03 | 3.03 | 3.03 | 3.03
844 | 0 | 0 | 3.02 | 3.02 | 3.02 | 3.02
845 | 0 | 0 | 3.02 | 3.02 | 3.02 | 3.02
846 | 0 | 0 | 3.02 | 3.02 | 3.02 | 3.02
847 | 0 | 0 | 3.02 | 3.02 | 3.02 | 3.02
848 | 0 | 0 | 3.06 | 3.06 | 3.06 | 3.06
849 | 0 | 0 | 2.6924 | 2.6924 | 2.6924 | 2.6924
850 | 0 | 0 | 3.2 | 3.2 | 3.2 | 3.2
851 | 0 | 0 | 3.27 | 3.27 | 3.27 | 3.27
852 | 0 | 0 | 3.31 | 3.31 | 3.31 | 3.31
853 | 0 | 0 | 3.35 | 3.35 | 3.35 | 3.35
854 | 0 | 0 | 3.37 | 3.37 | 3.37 | 3.37
855 | 0 | 0 | 3.36 | 3.36 | 3.36 | 3.36
856 | 0 | 0 | 3.33 | 3.33 | 3.33 | 3.33
857 | 0 | 0 | 3.28 | 3.28 | 3.28 | 3.28
858 | 0 | 0 | 3.24 | 3.24 | 3.24 | 3.24
859 | 0 | 0 | 3.2 | 3.2 | 3.2 | 3.2
860 | 0 | 0 | 3.17 | 3.17 | 3.17 | 3.17
861 | 0 | 0 | 3.15 | 3.15 | 3.15 | 3.15
862 | 0 | 0 | 3.11 | 3.11 | 3.11 | 3.11
863 | 0 | 0 | 3.08 | 3.08 | 3.08 | 3.08
864 | 0 | 0 | 3.05 | 3.05 | 3.05 | 3.05
865 | 0 | 0 | 3.03 | 3.03 | 3.03 | 3.03
866 | 0 | 0 | 3.02 | 3.02 | 3.02 | 3.02
867 | 0 | 0 | 3 | 3 | 3 | 3
868 | 0 | 0 | 3 | 3 | 3 | 3
869 | 0 | 0 | 2.99 | 2.99 | 2.99 | 2.99
870 | 0 | 0 | 2.99 | 2.99 | 2.99 | 2.99
871 | 0 | 0 | 2.99 | 2.99 | 2.99 | 2.99
872 | 0 | 0 | 3.03 | 3.03 | 3.03 | 3.03
873 | 0 | 0 | 3.11 | 3.11 | 3.11 | 3.11
874 | 0 | 0 | 3.22 | 3.22 | 3.22 | 3.22
875 | 0 | 0 | 3.32 | 3.32 | 3.32 | 3.32
876 | 1 | 1 | 3.39 | 3.39 | 3.39 | 3.39
877 | 0 | 0 | 3.46 | 3.46 | 3.46 | 3.46
878 | 0 | 0 | 3.48 | 3.48 | 3.48 | 3.48
879 | 0 | 0 | 3.46 | 3.46 | 3.46 | 3.46
880 | 0 | 0 | 3.39 | 3.39 | 3.39 | 3.39
881 | 0 | 0 | 3.31 | 3.31 | 3.31 | 3.31
882 | 0 | 0 | 3.26 | 3.26 | 3.26 | 3.26
883 | 0 | 0 | 3.23 | 3.23 | 3.23 | 3.23
884 | 1 | 1 | 3.2 | 3.2 | 3.2 | 3.2
885 | 0 | 0 | 3.18 | 3.18 | 3.18 | 3.18
886 | 0 | 0 | 3.15 | 3.15 | 3.15 | 3.15
887 | 0 | 0 | 3.13 | 3.13 | 3.13 | 3.13
888 | 0 | 0 | 3.1 | 3.1 | 3.1 | 3.1
889 | 0 | 0 | 3.1 | 3.1 | 3.1 | 3.1
890 | 0 | 0 | 3.08 | 3.08 | 3.08 | 3.08
891 | 0 | 0 | 3.07 | 3.07 | 3.07 | 3.07
892 | 0 | 0 | 3.09 | 3.09 | 3.09 | 3.09
893 | 0 | 0 | 3.09 | 3.09 | 3.09 | 3.09
894 | 0 | 0 | 3.11 | 3.11 | 3.11 | 3.11
895 | 0 | 0 | 3.13 | 3.13 | 3.13 | 3.13
896 | 0 | 0 | 3.18 | 3.18 | 3.18 | 3.18
897 | 0 | 0 | 3.23 | 3.23 | 3.23 | 3.23
898 | 0 | 0 | 3.3 | 3.3 | 3.3 | 3.3
899 | 0 | 0 | 2.4408 | 2.4408 | 2.4408 | 2.4408
900 | 0 | 0 | 3.41 | 3.41 | 3.41 | 3.41
901 | 0 | 0 | 3.46 | 3.46 | 3.46 | 3.46
902 | 0 | 0 | 3.49 | 3.49 | 3.49 | 3.49
903 | 0 | 0 | 3.49 | 3.49 | 3.49 | 3.49
904 | 0 | 0 | 3.48 | 3.48 | 3.48 | 3.48
905 | 0 | 0 | 3.45 | 3.45 | 3.45 | 3.45
906 | 0 | 0 | 3.44 | 3.44 | 3.44 | 3.44
907 | 0 | 0 | 3.43 | 3.43 | 3.43 | 3.43
908 | 0 | 0 | 3.42 | 3.42 | 3.42 | 3.42
909 | 0 | 0 | 3.42 | 3.42 | 3.42 | 3.42
910 | 0 | 0 | 3.41 | 3.41 | 3.41 | 3.41
911 | 0 | 0 | 3.41 | 3.41 | 3.41 | 3.41
912 | 0 | 0 | 3.41 | 3.41 | 3.41 | 3.41
913 | 0 | 0 | 3.41 | 3.41 | 3.41 | 3.41
914 | 0 | 0 | 3.4 | 3.4 | 3.4 | 3.4
915 | 0 | 0 | 3.41 | 3.41 | 3.41 | 3.41
916 | 0 | 0 | 3.41 | 3.41 | 3.41 | 3.41
917 | 0 | 0 | 3.41 | 3.41 | 3.41 | 3.41
918 | 0 | 0 | 3.41 | 3.41 | 3.41 | 3.41
919 | 0 | 0 | 3.41 | 3.41 | 3.41 | 3.41
920 | 0 | 0 | 3.44 | 3.44 | 3.44 | 3.44
921 | 0 | 0 | 3.51 | 3.51 | 3.51 | 3.51
922 | 0 | 0 | 3.6 | 3.6 | 3.6 | 3.6
923 | 0 | 0 | 3.66 | 3.66 | 3.66 | 3.66
924 | 0 | 0 | 3.72 | 3.72 | 3.72 | 3.72
925 | 0 | 0 | 3.75 | 3.75 | 3.75 | 3.75
926 | 0 | 0 | 2.6936 | 2.6936 | 2.6936 | 2.6936
927 | 0 | 0 | 3.75 | 3.75 | 3.75 | 3.75
928 | 0 | 0 | 3.7 | 3.7 | 3.7 | 3.7
929 | 0 | 0 | 3.65 | 3.65 | 3.65 | 3.65
930 | 0 | 0 | 3.61 | 3.61 | 3.61 | 3.61
931 | 0 | 0 | 3.59 | 3.59 | 3.59 | 3.59
932 | 0 | 0 | 3.58 | 3.58 | 3.58 | 3.58
933 | 0 | 0 | 3.58 | 3.58 | 3.58 | 3.58
934 | 0 | 0 | 3.56 | 3.56 | 3.56 | 3.56
935 | 0 | 0 | 3.55 | 3.55 | 3.55 | 3.55
936 | 0 | 0 | 3.54 | 3.54 | 3.54 | 3.54
937 | 0 | 0 | 3.55 | 3.55 | 3.55 | 3.55
938 | 0 | 0 | 3.55 | 3.55 | 3.55 | 3.55
939 | 0 | 0 | 3.56 | 3.56 | 3.56 | 3.56
940 | 0 | 0 | 3.57 | 3.57 | 3.57 | 3.57
941 | 0 | 0 | 3.59 | 3.59 | 3.59 | 3.59
942 | 0 | 0 | 3.61 | 3.61 | 3.61 | 3.61
943 | 0 | 0 | 3.62 | 3.62 | 3.62 | 3.62
944 | 0 | 0 | 3.65 | 3.65 | 3.65 | 3.65
945 | 0 | 0 | 3.71 | 3.71 | 3.71 | 3.71
946 | 0 | 0 | 3.79 | 3.79 | 3.79 | 3.79
947 | 0 | 0 | 3.85 | 3.85 | 3.85 | 3.85
948 | 0 | 0 | 3.9 | 3.9 | 3.9 | 3.9
949 | 0 | 0 | 3.91 | 3.91 | 3.91 | 3.91
950 | 0 | 0 | 3.9 | 3.9 | 3.9 | 3.9
951 | 0 | 0 | 3.87 | 3.87 | 3.87 | 3.87
952 | 0 | 0 | 3.82 | 3.82 | 3.82 | 3.82
953 | 0 | 0 | 3.78 | 3.78 | 3.78 | 3.78
954 | 0 | 0 | 3.75 | 3.75 | 3.75 | 3.75
955 | 0 | 0 | 3.73 | 3.73 | 3.73 | 3.73
956 | 0 | 0 | 3.72 | 3.72 | 3.72 | 3.72
957 | 0 | 0 | 3.69 | 3.69 | 3.69 | 3.69
958 | 0 | 0 | 3.67 | 3.67 | 3.67 | 3.67
959 | 0 | 0 | 3.65 | 3.65 | 3.65 | 3.65
960 | 0 | 0 | 3.64 | 3.64 | 3.64 | 3.64
961 | 0 | 0 | 3.62 | 3.62 | 3.62 | 3.62
962 | 0 | 0 | 3.6 | 3.6 | 3.6 | 3.6
963 | 0 | 0 | 3.6 | 3.6 | 3.6 | 3.6
964 | 0 | 0 | 3.59 | 3.59 | 3.59 | 3.59
965 | 0 | 0 | 3.6 | 3.6 | 3.6 | 3.6
966 | 0 | 0 | 3.63 | 3.63 | 3.63 | 3.63
967 | 0 | 0 | 3.65 | 3.65 | 3.65 | 3.65
968 | 0 | 0 | 3.69 | 3.69 | 3.69 | 3.69
969 | 0 | 0 | 3.74 | 3.74 | 3.74 | 3.74
970 | 0 | 0 | 3.79 | 3.79 | 3.79 | 3.79
971 | 0 | 0 | 3.84 | 3.84 | 3.84 | 3.84
972 | 0 | 0 | 3.87 | 3.87 | 3.87 | 3.87
973 | 0 | 0 | 3.88 | 3.88 | 3.88 | 3.88
974 | 0 | 0 | 3.87 | 3.87 | 3.87 | 3.87
975 | 0 | 0 | 3.85 | 3.85 | 3.85 | 3.85
976 | 1 | 1 | 3.79 | 3.79 | 3.79 | 3.79
977 | 0 | 0 | 3.73 | 3.73 | 3.73 | 3.73
978 | 0 | 0 | 3.68 | 3.68 | 3.68 | 3.68
979 | 0 | 0 | 3.62 | 3.62 | 3.62 | 3.62
980 | 0 | 0 | 3.57 | 3.57 | 3.57 | 3.57
981 | 0 | 0 | 3.53 | 3.53 | 3.53 | 3.53
982 | 0 | 0 | 3.5 | 3.5 | 3.5 | 3.5
983 | 0 | 0 | 2.9966 | 2.9966 | 2.9966 | 2.9966
984 | 1 | 1 | 3.46 | 3.46 | 3.46 | 3.46
985 | 0 | 0 | 3.44 | 3.44 | 3.44 | 3.44
986 | 0 | 0 | 3.43 | 3.43 | 3.43 | 3.43
987 | 0 | 0 | 3.41 | 3.41 | 3.41 | 3.41
988 | 0 | 0 | 3.41 | 3.41 | 3.41 | 3.41
989 | 0 | 0 | 3.41 | 3.41 | 3.41 | 3.41
990 | 0 | 0 | 3.4 | 3.4 | 3.4 | 3.4
991 | 0 | 0 | 3.4 | 3.4 | 3.4 | 3.4
992 | 0 | 0 | 3.41 | 3.41 | 3.41 | 3.41
993 | 0 | 0 | 3.43 | 3.43 | 3.43 | 3.43
994 | 0 | 0 | 3.47 | 3.47 | 3.47 | 3.47
995 | 0 | 0 | 3.5 | 3.5 | 3.5 | 3.5
996 | 0 | 0 | 3.53 | 3.53 | 3.53 | 3.53
997 | 0 | 0 | 3.54 | 3.54 | 3.54 | 3.54
998 | 0 | 0 | 3.54 | 3.54 | 3.54 | 3.54
999 | 0 | 0 | 3.54 | 3.54 | 3.54 | 3.54
1000 | 0 | 0 | 3.51 | 3.51 | 3.51 | 3.51
1001 | 0 | 0 | 3.45 | 3.45 | 3.45 | 3.45
1002 | 0 | 0 | 3.42 | 3.42 | 3.42 | 3.42
1003 | 1 | 1 | 3.39 | 3.39 | 3.39 | 3.39
1004 | 0 | 0 | 2.8783 | 2.8783 | 2.8783 | 2.8783
1005 | 0 | 0 | 3.34 | 3.34 | 3.34 | 3.34
1006 | 0 | 0 | 3.31 | 3.31 | 3.31 | 3.31
1007 | 0 | 0 | 3.29 | 3.29 | 3.29 | 3.29
1008 | 0 | 0 | 3.29 | 3.29 | 3.29 | 3.29
1009 | 0 | 0 | 3.28 | 3.28 | 3.28 | 3.28
1010 | 0 | 0 | 3.28 | 3.28 | 3.28 | 3.28
1011 | 0 | 0 | 3.28 | 3.28 | 3.28 | 3.28
1012 | 0 | 0 | 3.27 | 3.27 | 3.27 | 3.27
1013 | 0 | 0 | 3.26 | 3.26 | 3.26 | 3.26
1014 | 0 | 0 | 3.25 | 3.25 | 3.25 | 3.25
1015 | 0 | 0 | 3.24 | 3.24 | 3.24 | 3.24
1016 | 0 | 0 | 3.26 | 3.26 | 3.26 | 3.26
1017 | 0 | 0 | 3.31 | 3.31 | 3.31 | 3.31
1018 | 0 | 0 | 3.37 | 3.37 | 3.37 | 3.37
1019 | 0 | 0 | 2.8585 | 2.8585 | 2.8585 | 2.8585
1020 | 0 | 0 | 3.47 | 3.47 | 3.47 | 3.47
1021 | 0 | 0 | 3.51 | 3.51 | 3.51 | 3.51
1022 | 0 | 0 | 3.54 | 3.54 | 3.54 | 3.54
1023 | 1 | 1 | 3.54 | 3.54 | 3.54 | 3.54
1024 | 0 | 0 | 3.5 | 3.5 | 3.5 | 3.5
1025 | 0 | 0 | 3.43 | 3.43 | 3.43 | 3.43
1026 | 0 | 0 | 3.38 | 3.38 | 3.38 | 3.38
1027 | 0 | 0 | 3.34 | 3.34 | 3.34 | 3.34
1028 | 0 | 0 | 3.32 | 3.32 | 3.32 | 3.32
1029 | 0 | 0 | 3.31 | 3.31 | 3.31 | 3.31
1030 | 0 | 0 | 3.28 | 3.28 | 3.28 | 3.28
1031 | 0 | 0 | 3.27 | 3.27 | 3.27 | 3.27
1032 | 0 | 0 | 3.25 | 3.25 | 3.25 | 3.25
1033 | 1 | 1 | 3.24 | 3.24 | 3.24 | 3.24
1034 | 1 | 1 | 3.22 | 3.22 | 3.22 | 3.22
1035 | 0 | 0 | 3.21 | 3.21 | 3.21 | 3.21
1036 | 0 | 0 | 3.21 | 3.21 | 3.21 | 3.21
1037 | 0 | 0 | 3.2 | 3.2 | 3.2 | 3.2
1038 | 0 | 0 | 2.7821 | 2.7821 | 2.7821 | 2.7821
1039 | 0 | 0 | 3.2 | 3.2 | 3.2 | 3.2
1040 | 0 | 0 | 3.27 | 3.27 | 3.27 | 3.27
1041 | 0 | 0 | 3.36 | 3.36 | 3.36 | 3.36
1042 | 0 | 0 | 3.48 | 3.48 | 3.48 | 3.48
1043 | 0 | 0 | 3.58 | 3.58 | 3.58 | 3.58
1044 | 0 | 0 | 3.66 | 3.66 | 3.66 | 3.66
1045 | 0 | 0 | 3.72 | 3.72 | 3.72 | 3.72
1046 | 0 | 0 | 3.76 | 3.76 | 3.76 | 3.76
1047 | 0 | 0 | 3.77 | 3.77 | 3.77 | 3.77
1048 | 0 | 0 | 3.71 | 3.71 | 3.71 | 3.71
1049 | 0 | 0 | 3.6 | 3.6 | 3.6 | 3.6
1050 | 0 | 0 | 3.51 | 3.51 | 3.51 | 3.51
1051 | 0 | 0 | 3.45 | 3.45 | 3.45 | 3.45
1052 | 0 | 0 | 3.4 | 3.4 | 3.4 | 3.4
1053 | 1 | 1 | 3.37 | 3.37 | 3.37 | 3.37
1054 | 0 | 0 | 3.33 | 3.33 | 3.33 | 3.33
1055 | 0 | 0 | 3.3 | 3.3 | 3.3 | 3.3
1056 | 0 | 0 | 3.26 | 3.26 | 3.26 | 3.26
1057 | 0 | 0 | 3.24 | 3.24 | 3.24 | 3.24
1058 | 0 | 0 | 3.21 | 3.21 | 3.21 | 3.21
1059 | 0 | 0 | 3.2 | 3.2 | 3.2 | 3.2
1060 | 0 | 0 | 3.19 | 3.19 | 3.19 | 3.19
1061 | 0 | 0 | 3.17 | 3.17 | 3.17 | 3.17
1062 | 0 | 0 | 3.16 | 3.16 | 3.16 | 3.16
1063 | 0 | 0 | 3.15 | 3.15 | 3.15 | 3.15
1064 | 0 | 0 | 3.24 | 3.24 | 3.24 | 3.24
1065 | 0 | 0 | 3.4 | 3.4 | 3.4 | 3.4
1066 | 0 | 0 | 3.57 | 3.57 | 3.57 | 3.57
1067 | 0 | 0 | 3.74 | 3.74 | 3.74 | 3.74
1068 | 0 | 0 | 3.88 | 3.88 | 3.88 | 3.88
1069 | 0 | 0 | 3.96 | 3.96 | 3.96 | 3.96
1070 | 0 | 0 | 4.01 | 4.01 | 4.01 | 4.01
1071 | 0 | 0 | 4.01 | 4.01 | 4.01 | 4.01
1072 | 0 | 0 | 3.95 | 3.95 | 3.95 | 3.95
1073 | 1 | 1 | 3.75 | 3.75 | 3.75 | 3.75
1074 | 0 | 0 | 3.59 | 3.59 | 3.59 | 3.59
1075 | 0 | 0 | 3.48 | 3.48 | 3.48 | 3.48
1076 | 0 | 0 | 3.41 | 3.41 | 3.41 | 3.41
1077 | 0 | 0 | 3.36 | 3.36 | 3.36 | 3.36
1078 | 0 | 0 | 3.3 | 3.3 | 3.3 | 3.3
1079 | 0 | 0 | 3.26 | 3.26 | 3.26 | 3.26
1080 | 0 | 0 | 3.23 | 3.23 | 3.23 | 3.23
1081 | 0 | 0 | 3.2 | 3.2 | 3.2 | 3.2
1082 | 0 | 0 | 3.17 | 3.17 | 3.17 | 3.17
1083 | 0 | 0 | 3.14 | 3.14 | 3.14 | 3.14
1084 | 0 | 0 | 3.12 | 3.12 | 3.12 | 3.12
1085 | 0 | 0 | 3.11 | 3.11 | 3.11 | 3.11
1086 | 0 | 0 | 3.1 | 3.1 | 3.1 | 3.1
1087 | 0 | 0 | 3.11 | 3.11 | 3.11 | 3.11
1088 | 0 | 0 | 3.28 | 3.28 | 3.28 | 3.28
1089 | 0 | 0 | 2.976 | 2.976 | 2.976 | 2.976
1090 | 0 | 0 | 3.75 | 3.75 | 3.75 | 3.75
1091 | 0 | 0 | 3.92 | 3.92 | 3.92 | 3.92
1092 | 0 | 0 | 4.02 | 4.02 | 4.02 | 4.02
1093 | 0 | 0 | 4.04 | 4.04 | 4.04 | 4.04
1094 | 0 | 0 | 4.05 | 4.05 | 4.05 | 4.05
1095 | 0 | 0 | 4.05 | 4.05 | 4.05 | 4.05
1096 | 0 | 0 | 4.03 | 4.03 | 4.03 | 4.03
1097 | 0 | 0 | 3.9 | 3.9 | 3.9 | 3.9
1098 | 0 | 0 | 3.75 | 3.75 | 3.75 | 3.75
1099 | 0 | 0 | 3.66 | 3.66 | 3.66 | 3.66
1100 | 0 | 0 | 3.57 | 3.57 | 3.57 | 3.57
1101 | 0 | 0 | 3.51 | 3.51 | 3.51 | 3.51
1102 | 0 | 0 | 3.45 | 3.45 | 3.45 | 3.45
1103 | 0 | 0 | 3.41 | 3.41 | 3.41 | 3.41
1104 | 0 | 0 | 3.36 | 3.36 | 3.36 | 3.36
1105 | 0 | 0 | 3.33 | 3.33 | 3.33 | 3.33
1106 | 0 | 0 | 3.29 | 3.29 | 3.29 | 3.29
1107 | 0 | 0 | 3.26 | 3.26 | 3.26 | 3.26
1108 | 0 | 0 | 3.25 | 3.25 | 3.25 | 3.25
1109 | 0 | 0 | 3.22 | 3.22 | 3.22 | 3.22
1110 | 0 | 0 | 3.2 | 3.2 | 3.2 | 3.2
1111 | 0 | 0 | 3.2 | 3.2 | 3.2 | 3.2
1112 | 0 | 0 | 3.37 | 3.37 | 3.37 | 3.37
1113 | 0 | 0 | 3.61 | 3.61 | 3.61 | 3.61
1114 | 0 | 0 | 3.1945 | 3.1945 | 3.1945 | 3.1945
1115 | 0 | 0 | 3.98 | 3.98 | 3.98 | 3.98
1116 | 0 | 0 | 4.04 | 4.04 | 4.04 | 4.04
1117 | 0 | 0 | 4.05 | 4.05 | 4.05 | 4.05
1118 | 0 | 0 | 4.06 | 4.06 | 4.06 | 4.06
1119 | 0 | 0 | 4.05 | 4.05 | 4.05 | 4.05
1120 | 0 | 0 | 4.03 | 4.03 | 4.03 | 4.03
1121 | 0 | 0 | 3.93 | 3.93 | 3.93 | 3.93
1122 | 0 | 0 | 3.77 | 3.77 | 3.77 | 3.77
1123 | 0 | 0 | 3.65 | 3.65 | 3.65 | 3.65
1124 | 0 | 0 | 3.55 | 3.55 | 3.55 | 3.55
1125 | 0 | 0 | 3.47 | 3.47 | 3.47 | 3.47
1126 | 0 | 0 | 3.43 | 3.43 | 3.43 | 3.43
1127 | 1 | 1 | 3.38 | 3.38 | 3.38 | 3.38
1128 | 0 | 0 | 3.33 | 3.33 | 3.33 | 3.33
1129 | 0 | 0 | 3.3 | 3.3 | 3.3 | 3.3
1130 | 0 | 0 | 3.26 | 3.26 | 3.26 | 3.26
1131 | 0 | 0 | 3.24 | 3.24 | 3.24 | 3.24
1132 | 0 | 0 | 3.22 | 3.22 | 3.22 | 3.22
1133 | 0 | 0 | 3.19 | 3.19 | 3.19 | 3.19
1134 | 0 | 0 | 3.18 | 3.18 | 3.18 | 3.18
1135 | 0 | 0 | 3.2 | 3.2 | 3.2 | 3.2
1136 | 0 | 0 | 3.35 | 3.35 | 3.35 | 3.35
1137 | 0 | 0 | 3.59 | 3.59 | 3.59 | 3.59
1138 | 0 | 0 | 3.83 | 3.83 | 3.83 | 3.83
1139 | 0 | 0 | 4 | 4 | 4 | 4
1140 | 0 | 0 | 4.05 | 4.05 | 4.05 | 4.05
1141 | 0 | 0 | 4.06 | 4.06 | 4.06 | 4.06
1142 | 0 | 0 | 4.06 | 4.06 | 4.06 | 4.06
1143 | 0 | 0 | 4.06 | 4.06 | 4.06 | 4.06
1144 | 0 | 0 | 4.04 | 4.04 | 4.04 | 4.04
1145 | 0 | 0 | 3.93 | 3.93 | 3.93 | 3.93
1146 | 0 | 0 | 3.8 | 3.8 | 3.8 | 3.8
1147 | 1 | 1 | 3.68 | 3.68 | 3.68 | 3.68
1148 | 0 | 0 | 3.6 | 3.6 | 3.6 | 3.6
1149 | 0 | 0 | 3.53 | 3.53 | 3.53 | 3.53
1150 | 0 | 0 | 3.48 | 3.48 | 3.48 | 3.48
1151 | 0 | 0 | 3.42 | 3.42 | 3.42 | 3.42
1152 | 1 | 1 | 3.37 | 3.37 | 3.37 | 3.37
1153 | 0 | 0 | 3.33 | 3.33 | 3.33 | 3.33
1154 | 0 | 0 | 3.29 | 3.29 | 3.29 | 3.29
1155 | 0 | 0 | 3.25 | 3.25 | 3.25 | 3.25
1156 | 0 | 0 | 3.22 | 3.22 | 3.22 | 3.22
1157 | 0 | 0 | 3.19 | 3.19 | 3.19 | 3.19
1158 | 0 | 0 | 3.18 | 3.18 | 3.18 | 3.18
1159 | 0 | 0 | 2.738 | 2.738 | 2.738 | 2.738
1160 | 0 | 0 | 3.35 | 3.35 | 3.35 | 3.35
1161 | 0 | 0 | 3.62 | 3.62 | 3.62 | 3.62
1162 | 0 | 0 | 3.86 | 3.86 | 3.86 | 3.86
1163 | 0 | 0 | 4 | 4 | 4 | 4
1164 | 0 | 0 | 4.05 | 4.05 | 4.05 | 4.05
1165 | 0 | 0 | 4.06 | 4.06 | 4.06 | 4.06
1166 | 0 | 0 | 4.06 | 4.06 | 4.06 | 4.06
1167 | 0 | 0 | 4.06 | 4.06 | 4.06 | 4.06
1168 | 0 | 0 | 4.05 | 4.05 | 4.05 | 4.05
1169 | 0 | 0 | 3.96 | 3.96 | 3.96 | 3.96
1170 | 0 | 0 | 3.8 | 3.8 | 3.8 | 3.8
1171 | 0 | 0 | 3.68 | 3.68 | 3.68 | 3.68
1172 | 0 | 0 | 3.61 | 3.61 | 3.61 | 3.61
1173 | 0 | 0 | 3.55 | 3.55 | 3.55 | 3.55
1174 | 0 | 0 | 3.5 | 3.5 | 3.5 | 3.5
1175 | 0 | 0 | 3.46 | 3.46 | 3.46 | 3.46
1176 | 1 | 1 | 3.46 | 3.46 | 3.46 | 3.46
1177 | 0 | 0 | 3.45 | 3.45 | 3.45 | 3.45
1178 | 0 | 0 | 3.43 | 3.43 | 3.43 | 3.43
1179 | 0 | 0 | 3.42 | 3.42 | 3.42 | 3.42
1180 | 0 | 0 | 3.42 | 3.42 | 3.42 | 3.42
1181 | 0 | 0 | 3.42 | 3.42 | 3.42 | 3.42
1182 | 0 | 0 | 3.43 | 3.43 | 3.43 | 3.43
1183 | 0 | 0 | 3.44 | 3.44 | 3.44 | 3.44
1184 | 0 | 0 | 2.9135 | 2.9135 | 2.9135 | 2.9135
1185 | 0 | 0 | 3.66 | 3.66 | 3.66 | 3.66
1186 | 0 | 0 | 3.77 | 3.77 | 3.77 | 3.77
1187 | 0 | 0 | 3.86 | 3.86 | 3.86 | 3.86
1188 | 0 | 0 | 3.91 | 3.91 | 3.91 | 3.91
1189 | 0 | 0 | 3.94 | 3.94 | 3.94 | 3.94
1190 | 0 | 0 | 3.95 | 3.95 | 3.95 | 3.95
1191 | 0 | 0 | 3.94 | 3.94 | 3.94 | 3.94
1192 | 0 | 0 | 3.9 | 3.9 | 3.9 | 3.9
1193 | 0 | 0 | 3.8 | 3.8 | 3.8 | 3.8
1194 | 1 | 1 | 3.72 | 3.72 | 3.72 | 3.72
1195 | 0 | 0 | 3.66 | 3.66 | 3.66 | 3.66
1196 | 0 | 0 | 3.6 | 3.6 | 3.6 | 3.6
1197 | 0 | 0 | 3.57 | 3.57 | 3.57 | 3.57
1198 | 0 | 0 | 3.51 | 3.51 | 3.51 | 3.51
1199 | 0 | 0 | 3.47 | 3.47 | 3.47 | 3.47
1200 | 1 | 1 | 3.44 | 3.44 | 3.44 | 3.44
1201 | 0 | 0 | 3.42 | 3.42 | 3.42 | 3.42
1202 | 0 | 0 | 3.38 | 3.38 | 3.38 | 3.38
1203 | 0 | 0 | 3.36 | 3.36 | 3.36 | 3.36
1204 | 0 | 0 | 3.35 | 3.35 | 3.35 | 3.35
1205 | 0 | 0 | 3.34 | 3.34 | 3.34 | 3.34
1206 | 0 | 0 | 3.34 | 3.34 | 3.34 | 3.34
1207 | 0 | 0 | 3.35 | 3.35 | 3.35 | 3.35
1208 | 0 | 0 | 3.43 | 3.43 | 3.43 | 3.43
1209 | 0 | 0 | 3.55 | 3.55 | 3.55 | 3.55
1210 | 0 | 0 | 3.69 | 3.69 | 3.69 | 3.69
1211 | 0 | 0 | 3.81 | 3.81 | 3.81 | 3.81
1212 | 0 | 0 | 3.9 | 3.9 | 3.9 | 3.9
1213 | 0 | 0 | 3.95 | 3.95 | 3.95 | 3.95
1214 | 0 | 0 | 3.98 | 3.98 | 3.98 | 3.98
1215 | 0 | 0 | 3.97 | 3.97 | 3.97 | 3.97
1216 | 0 | 0 | 3.94 | 3.94 | 3.94 | 3.94
1217 | 0 | 0 | 3.85 | 3.85 | 3.85 | 3.85
1218 | 0 | 0 | 3.77 | 3.77 | 3.77 | 3.77
1219 | 0 | 0 | 3.7 | 3.7 | 3.7 | 3.7
1220 | 0 | 0 | 3.64 | 3.64 | 3.64 | 3.64
1221 | 0 | 0 | 3.6 | 3.6 | 3.6 | 3.6
1222 | 0 | 0 | 3.56 | 3.56 | 3.56 | 3.56
1223 | 0 | 0 | 3.53 | 3.53 | 3.53 | 3.53
1224 | 0 | 0 | 3.5 | 3.5 | 3.5 | 3.5
1225 | 0 | 0 | 3.48 | 3.48 | 3.48 | 3.48
1226 | 0 | 0 | 3.47 | 3.47 | 3.47 | 3.47
1227 | 0 | 0 | 3.45 | 3.45 | 3.45 | 3.45
1228 | 0 | 0 | 3.45 | 3.45 | 3.45 | 3.45
1229 | 0 | 0 | 3.44 | 3.44 | 3.44 | 3.44
1230 | 0 | 0 | 3.43 | 3.43 | 3.43 | 3.43
1231 | 0 | 0 | 3.45 | 3.45 | 3.45 | 3.45
1232 | 0 | 0 | 3.54 | 3.54 | 3.54 | 3.54
1233 | 0 | 0 | 3.68 | 3.68 | 3.68 | 3.68
1234 | 0 | 0 | 2.9425 | 2.9425 | 2.9425 | 2.9425
1235 | 0 | 0 | 3.94 | 3.94 | 3.94 | 3.94
1236 | 0 | 0 | 4 | 4 | 4 | 4
1237 | 0 | 0 | 4.01 | 4.01 | 4.01 | 4.01
1238 | 0 | 0 | 4.02 | 4.02 | 4.02 | 4.02
1239 | 0 | 0 | 4.01 | 4.01 | 4.01 | 4.01
1240 | 0 | 0 | 3.99 | 3.99 | 3.99 | 3.99
1241 | 0 | 0 | 3.96 | 3.96 | 3.96 | 3.96
1242 | 0 | 0 | 3.92 | 3.92 | 3.92 | 3.92
1243 | 0 | 0 | 3.89 | 3.89 | 3.89 | 3.89
1244 | 0 | 0 | 3.87 | 3.87 | 3.87 | 3.87
1245 | 0 | 0 | 3.85 | 3.85 | 3.85 | 3.85
1246 | 0 | 0 | 3.85 | 3.85 | 3.85 | 3.85
1247 | 0 | 0 | 3.85 | 3.85 | 3.85 | 3.85
1248 | 0 | 0 | 3.84 | 3.84 | 3.84 | 3.84
1249 | 1 | 1 | 3.83 | 3.83 | 3.83 | 3.83
1250 | 0 | 0 | 3.82 | 3.82 | 3.82 | 3.82
1251 | 0 | 0 | 3.8 | 3.8 | 3.8 | 3.8
1252 | 0 | 0 | 3.79 | 3.79 | 3.79 | 3.79
1253 | 0 | 0 | 3.76 | 3.76 | 3.76 | 3.76
1254 | 0 | 0 | 3.74 | 3.74 | 3.74 | 3.74
1255 | 0 | 0 | 3.72 | 3.72 | 3.72 | 3.72
1256 | 0 | 0 | 3.71 | 3.71 | 3.71 | 3.71
1257 | 0 | 0 | 3.72 | 3.72 | 3.72 | 3.72
1258 | 0 | 0 | 3.74 | 3.74 | 3.74 | 3.74
1259 | 0 | 0 | 3.76 | 3.76 | 3.76 | 3.76
1260 | 0 | 0 | 3.78 | 3.78 | 3.78 | 3.78
1261 | 0 | 0 | 3.79 | 3.79 | 3.79 | 3.79
1262 | 0 | 0 | 3.79 | 3.79 | 3.79 | 3.79
1263 | 1 | 1 | 3.78 | 3.78 | 3.78 | 3.78
1264 | 0 | 0 | 3.74 | 3.74 | 3.74 | 3.74
1265 | 0 | 0 | 3.66 | 3.66 | 3.66 | 3.66
1266 | 0 | 0 | 3.57 | 3.57 | 3.57 | 3.57
1267 | 0 | 0 | 3.51 | 3.51 | 3.51 | 3.51
1268 | 0 | 0 | 3.44 | 3.44 | 3.44 | 3.44
1269 | 0 | 0 | 3.4 | 3.4 | 3.4 | 3.4
1270 | 0 | 0 | 2.7081 | 2.7081 | 2.7081 | 2.7081
1271 | 0 | 0 | 3.3 | 3.3 | 3.3 | 3.3
1272 | 0 | 0 | 3.25 | 3.25 | 3.25 | 3.25
1273 | 0 | 0 | 3.21 | 3.21 | 3.21 | 3.21
1274 | 0 | 0 | 3.18 | 3.18 | 3.18 | 3.18
1275 | 1 | 1 | 3.14 | 3.14 | 3.14 | 3.14
1276 | 0 | 0 | 3.12 | 3.12 | 3.12 | 3.12
1277 | 0 | 0 | 3.09 | 3.09 | 3.09 | 3.09
1278 | 0 | 0 | 3.06 | 3.06 | 3.06 | 3.06
1279 | 0 | 0 | 3.07 | 3.07 | 3.07 | 3.07
1280 | 0 | 0 | 3.15 | 3.15 | 3.15 | 3.15
1281 | 0 | 0 | 3.26 | 3.26 | 3.26 | 3.26
1282 | 0 | 0 | 3.39 | 3.39 | 3.39 | 3.39
1283 | 0 | 0 | 3.51 | 3.51 | 3.51 | 3.51
1284 | 0 | 0 | 3.62 | 3.62 | 3.62 | 3.62
1285 | 0 | 0 | 3.71 | 3.71 | 3.71 | 3.71
1286 | 0 | 0 | 3.74 | 3.74 | 3.74 | 3.74
1287 | 0 | 0 | 2.9157 | 2.9157 | 2.9157 | 2.9157
1288 | 0 | 0 | 3.68 | 3.68 | 3.68 | 3.68
1289 | 0 | 0 | 3.54 | 3.54 | 3.54 | 3.54
1290 | 0 | 0 | 3.44 | 3.44 | 3.44 | 3.44
1291 | 0 | 0 | 3.37 | 3.37 | 3.37 | 3.37
1292 | 0 | 0 | 3.32 | 3.32 | 3.32 | 3.32
1293 | 0 | 0 | 3.27 | 3.27 | 3.27 | 3.27
1294 | 0 | 0 | 3.21 | 3.21 | 3.21 | 3.21
1295 | 0 | 0 | 3.18 | 3.18 | 3.18 | 3.18
1296 | 0 | 0 | 3.14 | 3.14 | 3.14 | 3.14
1297 | 0 | 0 | 3.12 | 3.12 | 3.12 | 3.12
1298 | 0 | 0 | 3.08 | 3.08 | 3.08 | 3.08
1299 | 0 | 0 | 3.06 | 3.06 | 3.06 | 3.06
1300 | 0 | 0 | 3.04 | 3.04 | 3.04 | 3.04
1301 | 0 | 0 | 3.03 | 3.03 | 3.03 | 3.03
1302 | 0 | 0 | 3.02 | 3.02 | 3.02 | 3.02
1303 | 0 | 0 | 3.05 | 3.05 | 3.05 | 3.05
1304 | 0 | 0 | 3.22 | 3.22 | 3.22 | 3.22
1305 | 0 | 0 | 3.4 | 3.4 | 3.4 | 3.4
1306 | 0 | 0 | 3.6 | 3.6 | 3.6 | 3.6
1307 | 0 | 0 | 3.78 | 3.78 | 3.78 | 3.78
1308 | 0 | 0 | 3.1821 | 3.1821 | 3.1821 | 3.1821
1309 | 0 | 0 | 3.97 | 3.97 | 3.97 | 3.97
1310 | 0 | 0 | 3.99 | 3.99 | 3.99 | 3.99
1311 | 0 | 0 | 4 | 4 | 4 | 4
1312 | 0 | 0 | 3.97 | 3.97 | 3.97 | 3.97
1313 | 0 | 0 | 3.84 | 3.84 | 3.84 | 3.84
1314 | 0 | 0 | 3.66 | 3.66 | 3.66 | 3.66
1315 | 0 | 0 | 3.55 | 3.55 | 3.55 | 3.55
1316 | 0 | 0 | 3.46 | 3.46 | 3.46 | 3.46
1317 | 0 | 0 | 3.41 | 3.41 | 3.41 | 3.41
1318 | 0 | 0 | 3.34 | 3.34 | 3.34 | 3.34
1319 | 0 | 0 | 3.29 | 3.29 | 3.29 | 3.29
1320 | 0 | 0 | 3.25 | 3.25 | 3.25 | 3.25
1321 | 0 | 0 | 3.22 | 3.22 | 3.22 | 3.22
1322 | 0 | 0 | 3.2 | 3.2 | 3.2 | 3.2
1323 | 0 | 0 | 3.17 | 3.17 | 3.17 | 3.17
1324 | 0 | 0 | 3.15 | 3.15 | 3.15 | 3.15
1325 | 0 | 0 | 3.14 | 3.14 | 3.14 | 3.14
1326 | 0 | 0 | 3.13 | 3.13 | 3.13 | 3.13
1327 | 0 | 0 | 3.17 | 3.17 | 3.17 | 3.17
1328 | 0 | 0 | 3.38 | 3.38 | 3.38 | 3.38
1329 | 0 | 0 | 3.63 | 3.63 | 3.63 | 3.63
1330 | 0 | 0 | 3.88 | 3.88 | 3.88 | 3.88
1331 | 0 | 0 | 4.02 | 4.02 | 4.02 | 4.02
1332 | 0 | 0 | 4.05 | 4.05 | 4.05 | 4.05
1333 | 0 | 0 | 4.06 | 4.06 | 4.06 | 4.06
1334 | 0 | 0 | 4.06 | 4.06 | 4.06 | 4.06
1335 | 0 | 0 | 4.06 | 4.06 | 4.06 | 4.06
1336 | 0 | 0 | 4.05 | 4.05 | 4.05 | 4.05
1337 | 1 | 1 | 4.01 | 4.01 | 4.01 | 4.01
1338 | 0 | 0 | 3.89 | 3.89 | 3.89 | 3.89
1339 | 0 | 0 | 3.77 | 3.77 | 3.77 | 3.77
1340 | 0 | 0 | 3.68 | 3.68 | 3.68 | 3.68
1341 | 0 | 0 | 3.6 | 3.6 | 3.6 | 3.6
1342 | 0 | 0 | 3.51 | 3.51 | 3.51 | 3.51
1343 | 0 | 0 | 3.46 | 3.46 | 3.46 | 3.46
1344 | 1 | 1 | 3.4 | 3.4 | 3.4 | 3.4
1345 | 0 | 0 | 3.37 | 3.37 | 3.37 | 3.37
1346 | 0 | 0 | 3.32 | 3.32 | 3.32 | 3.32
1347 | 0 | 0 | 3.3 | 3.3 | 3.3 | 3.3
1348 | 0 | 0 | 3.28 | 3.28 | 3.28 | 3.28
1349 | 0 | 0 | 3.25 | 3.25 | 3.25 | 3.25
1350 | 0 | 0 | 2.8225 | 2.8225 | 2.8225 | 2.8225
1351 | 0 | 0 | 3.25 | 3.25 | 3.25 | 3.25
1352 | 0 | 0 | 3.47 | 3.47 | 3.47 | 3.47
1353 | 0 | 0 | 3.74 | 3.74 | 3.74 | 3.74
1354 | 0 | 0 | 3.96 | 3.96 | 3.96 | 3.96
1355 | 0 | 0 | 4.04 | 4.04 | 4.04 | 4.04
1356 | 0 | 0 | 4.06 | 4.06 | 4.06 | 4.06
1357 | 0 | 0 | 4.06 | 4.06 | 4.06 | 4.06
1358 | 0 | 0 | 4.06 | 4.06 | 4.06 | 4.06
1359 | 0 | 0 | 4.06 | 4.06 | 4.06 | 4.06
1360 | 0 | 0 | 4.06 | 4.06 | 4.06 | 4.06
1361 | 0 | 0 | 4.03 | 4.03 | 4.03 | 4.03
1362 | 0 | 0 | 3.93 | 3.93 | 3.93 | 3.93
1363 | 0 | 0 | 3.82 | 3.82 | 3.82 | 3.82
1364 | 0 | 0 | 3.7 | 3.7 | 3.7 | 3.7
1365 | 0 | 0 | 3.61 | 3.61 | 3.61 | 3.61
1366 | 0 | 0 | 3.53 | 3.53 | 3.53 | 3.53
1367 | 0 | 0 | 3.46 | 3.46 | 3.46 | 3.46
1368 | 0 | 0 | 3.4 | 3.4 | 3.4 | 3.4
1369 | 0 | 0 | 3.35 | 3.35 | 3.35 | 3.35
1370 | 0 | 0 | 3.31 | 3.31 | 3.31 | 3.31
1371 | 0 | 0 | 3.27 | 3.27 | 3.27 | 3.27
1372 | 0 | 0 | 3.25 | 3.25 | 3.25 | 3.25
1373 | 0 | 0 | 3.23 | 3.23 | 3.23 | 3.23
1374 | 0 | 0 | 3.2 | 3.2 | 3.2 | 3.2
1375 | 0 | 0 | 3.27 | 3.27 | 3.27 | 3.27
1376 | 0 | 0 | 3.53 | 3.53 | 3.53 | 3.53
1377 | 0 | 0 | 3.82 | 3.82 | 3.82 | 3.82
1378 | 0 | 0 | 4.04 | 4.04 | 4.04 | 4.04
1379 | 0 | 0 | 4.06 | 4.06 | 4.06 | 4.06
1380 | 0 | 0 | 3.4176 | 3.4176 | 3.4176 | 3.4176
1381 | 0 | 0 | 4.06 | 4.06 | 4.06 | 4.06
1382 | 0 | 0 | 4.06 | 4.06 | 4.06 | 4.06
1383 | 0 | 0 | 4.06 | 4.06 | 4.06 | 4.06
1384 | 0 | 0 | 4.06 | 4.06 | 4.06 | 4.06
1385 | 0 | 0 | 4.05 | 4.05 | 4.05 | 4.05
1386 | 0 | 0 | 3.99 | 3.99 | 3.99 | 3.99
1387 | 0 | 0 | 3.9 | 3.9 | 3.9 | 3.9
1388 | 1 | 1 | 3.81 | 3.81 | 3.81 | 3.81
1389 | 0 | 0 | 3.74 | 3.74 | 3.74 | 3.74
1390 | 0 | 0 | 3.69 | 3.69 | 3.69 | 3.69
1391 | 0 | 0 | 3.64 | 3.64 | 3.64 | 3.64
1392 | 0 | 0 | 3.62 | 3.62 | 3.62 | 3.62
1393 | 0 | 0 | 3.59 | 3.59 | 3.59 | 3.59
1394 | 0 | 0 | 3.56 | 3.56 | 3.56 | 3.56
1395 | 0 | 0 | 3.53 | 3.53 | 3.53 | 3.53
1396 | 0 | 0 | 3.52 | 3.52 | 3.52 | 3.52
1397 | 0 | 0 | 3.5 | 3.5 | 3.5 | 3.5
1398 | 0 | 0 | 3.49 | 3.49 | 3.49 | 3.49
1399 | 0 | 0 | 3.54 | 3.54 | 3.54 | 3.54
1400 | 0 | 0 | 3.72 | 3.72 | 3.72 | 3.72
1401 | 0 | 0 | 3.88 | 3.88 | 3.88 | 3.88
1402 | 0 | 0 | 3.2717 | 3.2717 | 3.2717 | 3.2717
1403 | 0 | 0 | 4.01 | 4.01 | 4.01 | 4.01
1404 | 0 | 0 | 4.02 | 4.02 | 4.02 | 4.02
1405 | 0 | 0 | 4.02 | 4.02 | 4.02 | 4.02
1406 | 0 | 0 | 4.02 | 4.02 | 4.02 | 4.02
1407 | 0 | 0 | 4.02 | 4.02 | 4.02 | 4.02
1408 | 0 | 0 | 4.01 | 4.01 | 4.01 | 4.01
1409 | 0 | 0 | 3.98 | 3.98 | 3.98 | 3.98
1410 | 0 | 0 | 3.95 | 3.95 | 3.95 | 3.95
1411 | 0 | 0 | 3.92 | 3.92 | 3.92 | 3.92
1412 | 0 | 0 | 3.89 | 3.89 | 3.89 | 3.89
1413 | 0 | 0 | 3.87 | 3.87 | 3.87 | 3.87
1414 | 0 | 0 | 3.84 | 3.84 | 3.84 | 3.84
1415 | 0 | 0 | 3.82 | 3.82 | 3.82 | 3.82
1416 | 0 | 0 | 3.79 | 3.79 | 3.79 | 3.79
1417 | 0 | 0 | 3.77 | 3.77 | 3.77 | 3.77
1418 | 0 | 0 | 3.75 | 3.75 | 3.75 | 3.75
1419 | 0 | 0 | 3.74 | 3.74 | 3.74 | 3.74
1420 | 0 | 0 | 3.73 | 3.73 | 3.73 | 3.73
1421 | 0 | 0 | 3.72 | 3.72 | 3.72 | 3.72
1422 | 0 | 0 | 3.7 | 3.7 | 3.7 | 3.7
1423 | 0 | 0 | 3.69 | 3.69 | 3.69 | 3.69
1424 | 0 | 0 | 3.71 | 3.71 | 3.71 | 3.71
1425 | 0 | 0 | 3.72 | 3.72 | 3.72 | 3.72
1426 | 0 | 0 | 3.73 | 3.73 | 3.73 | 3.73
1427 | 0 | 0 | 3.74 | 3.74 | 3.74 | 3.74
1428 | 0 | 0 | 3.75 | 3.75 | 3.75 | 3.75
1429 | 0 | 0 | 3.75 | 3.75 | 3.75 | 3.75
1430 | 0 | 0 | 3.74 | 3.74 | 3.74 | 3.74
1431 | 0 | 0 | 3.72 | 3.72 | 3.72 | 3.72
1432 | 0 | 0 | 3.7 | 3.7 | 3.7 | 3.7
1433 | 0 | 0 | 3.66 | 3.66 | 3.66 | 3.66
1434 | 0 | 0 | 3.62 | 3.62 | 3.62 | 3.62
1435 | 0 | 0 | 3.6 | 3.6 | 3.6 | 3.6
1436 | 0 | 0 | 3.57 | 3.57 | 3.57 | 3.57
1437 | 0 | 0 | 3.56 | 3.56 | 3.56 | 3.56
1438 | 0 | 0 | 3.54 | 3.54 | 3.54 | 3.54
1439 | 0 | 0 | 3.52 | 3.52 | 3.52 | 3.52
1440 | 0 | 0 | 3.5 | 3.5 | 3.5 | 3.5
1441 | 0 | 0 | 3.49 | 3.49 | 3.49 | 3.49
1442 | 0 | 0 | 3.48 | 3.48 | 3.48 | 3.48
1443 | 0 | 0 | 3.48 | 3.48 | 3.48 | 3.48
1444 | 0 | 0 | 3.47 | 3.47 | 3.47 | 3.47
1445 | 0 | 0 | 3.47 | 3.47 | 3.47 | 3.47
1446 | 0 | 0 | 3.47 | 3.47 | 3.47 | 3.47
1447 | 0 | 0 | 3.48 | 3.48 | 3.48 | 3.48
1448 | 0 | 0 | 3.51 | 3.51 | 3.51 | 3.51
1449 | 0 | 0 | 3.56 | 3.56 | 3.56 | 3.56
1450 | 0 | 0 | 3.61 | 3.61 | 3.61 | 3.61
1451 | 0 | 0 | 3.67 | 3.67 | 3.67 | 3.67
1452 | 0 | 0 | 3.72 | 3.72 | 3.72 | 3.72
1453 | 0 | 0 | 3.77 | 3.77 | 3.77 | 3.77
1454 | 0 | 0 | 3.1222 | 3.1222 | 3.1222 | 3.1222
1455 | 0 | 0 | 3.81 | 3.81 | 3.81 | 3.81
1456 | 0 | 0 | 3.81 | 3.81 | 3.81 | 3.81
1457 | 0 | 0 | 3.78 | 3.78 | 3.78 | 3.78
1458 | 0 | 0 | 3.74 | 3.74 | 3.74 | 3.74
1459 | 0 | 0 | 3.73 | 3.73 | 3.73 | 3.73
1460 | 0 | 0 | 3.74 | 3.74 | 3.74 | 3.74
1461 | 0 | 0 | 3.74 | 3.74 | 3.74 | 3.74
1462 | 0 | 0 | 3.75 | 3.75 | 3.75 | 3.75
1463 | 1 | 1 | 3.76 | 3.76 | 3.76 | 3.76
1464 | 0 | 0 | 3.77 | 3.77 | 3.77 | 3.77
1465 | 0 | 0 | 3.8 | 3.8 | 3.8 | 3.8
1466 | 0 | 0 | 3.82 | 3.82 | 3.82 | 3.82
1467 | 0 | 0 | 3.83 | 3.83 | 3.83 | 3.83
1468 | 0 | 0 | 3.83 | 3.83 | 3.83 | 3.83
1469 | 0 | 0 | 3.84 | 3.84 | 3.84 | 3.84
1470 | 0 | 0 | 3.83 | 3.83 | 3.83 | 3.83
1471 | 0 | 0 | 3.85 | 3.85 | 3.85 | 3.85
1472 | 0 | 0 | 3.9 | 3.9 | 3.9 | 3.9
1473 | 0 | 0 | 3.95 | 3.95 | 3.95 | 3.95
1474 | 0 | 0 | 3.99 | 3.99 | 3.99 | 3.99
1475 | 0 | 0 | 4.01 | 4.01 | 4.01 | 4.01
1476 | 0 | 0 | 4.03 | 4.03 | 4.03 | 4.03
1477 | 0 | 0 | 4.03 | 4.03 | 4.03 | 4.03
1478 | 0 | 0 | 4.04 | 4.04 | 4.04 | 4.04
1479 | 0 | 0 | 4.04 | 4.04 | 4.04 | 4.04
1480 | 0 | 0 | 4.03 | 4.03 | 4.03 | 4.03
1481 | 0 | 0 | 4.02 | 4.02 | 4.02 | 4.02
1482 | 0 | 0 | 4.01 | 4.01 | 4.01 | 4.01
1483 | 0 | 0 | 4 | 4 | 4 | 4
1484 | 0 | 0 | 3.3394 | 3.3394 | 3.3394 | 3.3394
1485 | 0 | 0 | 4 | 4 | 4 | 4
1486 | 0 | 0 | 4 | 4 | 4 | 4
1487 | 0 | 0 | 3.99 | 3.99 | 3.99 | 3.99
1488 | 0 | 0 | 3.99 | 3.99 | 3.99 | 3.99
1489 | 0 | 0 | 3.98 | 3.98 | 3.98 | 3.98
1490 | 0 | 0 | 3.97 | 3.97 | 3.97 | 3.97
1491 | 1 | 1 | 3.97 | 3.97 | 3.97 | 3.97
1492 | 0 | 0 | 3.96 | 3.96 | 3.96 | 3.96
1493 | 0 | 0 | 3.95 | 3.95 | 3.95 | 3.95
1494 | 0 | 0 | 3.95 | 3.95 | 3.95 | 3.95
1495 | 0 | 0 | 3.96 | 3.96 | 3.96 | 3.96
1496 | 0 | 0 | 3.99 | 3.99 | 3.99 | 3.99
1497 | 0 | 0 | 4 | 4 | 4 | 4
1498 | 0 | 0 | 3.99 | 3.99 | 3.99 | 3.99
1499 | 0 | 0 | 3.97 | 3.97 | 3.97 | 3.97
1500 | 0 | 0 | 3.94 | 3.94 | 3.94 | 3.94
1501 | 0 | 0 | 3.91 | 3.91 | 3.91 | 3.91
1502 | 0 | 0 | 3.88 | 3.88 | 3.88 | 3.88
1503 | 0 | 0 | 3.85 | 3.85 | 3.85 | 3.85
1504 | 0 | 0 | 3.81 | 3.81 | 3.81 | 3.81
1505 | 0 | 0 | 3.74 | 3.74 | 3.74 | 3.74
1506 | 0 | 0 | 3.69 | 3.69 | 3.69 | 3.69
1507 | 0 | 0 | 3.0374 | 3.0374 | 3.0374 | 3.0374
1508 | 1 | 1 | 3.64 | 3.64 | 3.64 | 3.64
1509 | 0 | 0 | 3.62 | 3.62 | 3.62 | 3.62
1510 | 0 | 0 | 3.61 | 3.61 | 3.61 | 3.61
1511 | 0 | 0 | 3.61 | 3.61 | 3.61 | 3.61
1512 | 0 | 0 | 3.59 | 3.59 | 3.59 | 3.59
1513 | 0 | 0 | 3.58 | 3.58 | 3.58 | 3.58
1514 | 0 | 0 | 3.57 | 3.57 | 3.57 | 3.57
1515 | 0 | 0 | 3.56 | 3.56 | 3.56 | 3.56
1516 | 0 | 0 | 3.55 | 3.55 | 3.55 | 3.55
1517 | 0 | 0 | 3.53 | 3.53 | 3.53 | 3.53
1518 | 0 | 0 | 3.53 | 3.53 | 3.53 | 3.53
1519 | 0 | 0 | 3.54 | 3.54 | 3.54 | 3.54
1520 | 0 | 0 | 3.58 | 3.58 | 3.58 | 3.58
1521 | 0 | 0 | 3.62 | 3.62 | 3.62 | 3.62
1522 | 0 | 0 | 3.66 | 3.66 | 3.66 | 3.66
1523 | 0 | 0 | 3.7 | 3.7 | 3.7 | 3.7
1524 | 0 | 0 | 3.73 | 3.73 | 3.73 | 3.73
1525 | 0 | 0 | 3.75 | 3.75 | 3.75 | 3.75
1526 | 0 | 0 | 3.76 | 3.76 | 3.76 | 3.76
1527 | 0 | 0 | 3.75 | 3.75 | 3.75 | 3.75
1528 | 0 | 0 | 3.74 | 3.74 | 3.74 | 3.74
1529 | 0 | 0 | 3.68 | 3.68 | 3.68 | 3.68
1530 | 0 | 0 | 3.61 | 3.61 | 3.61 | 3.61
1531 | 0 | 0 | 3.56 | 3.56 | 3.56 | 3.56
1532 | 0 | 0 | 3.53 | 3.53 | 3.53 | 3.53
1533 | 0 | 0 | 3.51 | 3.51 | 3.51 | 3.51
1534 | 0 | 0 | 3.48 | 3.48 | 3.48 | 3.48
1535 | 1 | 1 | 3.46 | 3.46 | 3.46 | 3.46
1536 | 0 | 0 | 3.45 | 3.45 | 3.45 | 3.45
1537 | 0 | 0 | 3.44 | 3.44 | 3.44 | 3.44
1538 | 0 | 0 | 3.43 | 3.43 | 3.43 | 3.43
1539 | 0 | 0 | 3.42 | 3.42 | 3.42 | 3.42
1540 | 0 | 0 | 3.41 | 3.41 | 3.41 | 3.41
1541 | 0 | 0 | 3.4 | 3.4 | 3.4 | 3.4
1542 | 0 | 0 | 3.4 | 3.4 | 3.4 | 3.4
1543 | 0 | 0 | 3.45 | 3.45 | 3.45 | 3.45
1544 | 0 | 0 | 2.9975 | 2.9975 | 2.9975 | 2.9975
1545 | 0 | 0 | 3.74 | 3.74 | 3.74 | 3.74
1546 | 0 | 0 | 3.89 | 3.89 | 3.89 | 3.89
1547 | 0 | 0 | 3.98 | 3.98 | 3.98 | 3.98
1548 | 0 | 0 | 4.03 | 4.03 | 4.03 | 4.03
1549 | 0 | 0 | 4.04 | 4.04 | 4.04 | 4.04
1550 | 0 | 0 | 4.05 | 4.05 | 4.05 | 4.05
1551 | 0 | 0 | 4.05 | 4.05 | 4.05 | 4.05
1552 | 0 | 0 | 4.05 | 4.05 | 4.05 | 4.05
1553 | 0 | 0 | 4.04 | 4.04 | 4.04 | 4.04
1554 | 0 | 0 | 4.02 | 4.02 | 4.02 | 4.02
1555 | 1 | 1 | 3.99 | 3.99 | 3.99 | 3.99
1556 | 0 | 0 | 3.98 | 3.98 | 3.98 | 3.98
1557 | 0 | 0 | 3.96 | 3.96 | 3.96 | 3.96
1558 | 0 | 0 | 3.96 | 3.96 | 3.96 | 3.96
1559 | 0 | 0 | 3.95 | 3.95 | 3.95 | 3.95
1560 | 0 | 0 | 3.95 | 3.95 | 3.95 | 3.95
1561 | 0 | 0 | 3.94 | 3.94 | 3.94 | 3.94
1562 | 0 | 0 | 3.93 | 3.93 | 3.93 | 3.93
1563 | 0 | 0 | 3.93 | 3.93 | 3.93 | 3.93
1564 | 0 | 0 | 3.93 | 3.93 | 3.93 | 3.93
1565 | 0 | 0 | 3.93 | 3.93 | 3.93 | 3.93
1566 | 0 | 0 | 3.93 | 3.93 | 3.93 | 3.93
1567 | 0 | 0 | 3.94 | 3.94 | 3.94 | 3.94
1568 | 0 | 0 | 3.96 | 3.96 | 3.96 | 3.96
1569 | 0 | 0 | 3.98 | 3.98 | 3.98 | 3.98
1570 | 0 | 0 | 4 | 4 | 4 | 4
1571 | 0 | 0 | 4 | 4 | 4 | 4
1572 | 0 | 0 | 3.99 | 3.99 | 3.99 | 3.99
1573 | 0 | 0 | 3.99 | 3.99 | 3.99 | 3.99
1574 | 0 | 0 | 3.1036 | 3.1036 | 3.1036 | 3.1036
1575 | 0 | 0 | 3.99 | 3.99 | 3.99 | 3.99
1576 | 0 | 0 | 3.97 | 3.97 | 3.97 | 3.97
1577 | 0 | 0 | 3.92 | 3.92 | 3.92 | 3.92
1578 | 0 | 0 | 3.85 | 3.85 | 3.85 | 3.85
1579 | 0 | 0 | 3.8 | 3.8 | 3.8 | 3.8
1580 | 0 | 0 | 3.78 | 3.78 | 3.78 | 3.78
1581 | 0 | 0 | 3.77 | 3.77 | 3.77 | 3.77
1582 | 0 | 0 | 3.77 | 3.77 | 3.77 | 3.77
1583 | 0 | 0 | 3.76 | 3.76 | 3.76 | 3.76
1584 | 0 | 0 | 3.75 | 3.75 | 3.75 | 3.75
1585 | 0 | 0 | 3.74 | 3.74 | 3.74 | 3.74
1586 | 0 | 0 | 3.73 | 3.73 | 3.73 | 3.73
1587 | 0 | 0 | 3.71 | 3.71 | 3.71 | 3.71
1588 | 0 | 0 | 3.69 | 3.69 | 3.69 | 3.69
1589 | 0 | 0 | 3.68 | 3.68 | 3.68 | 3.68
1590 | 0 | 0 | 3.67 | 3.67 | 3.67 | 3.67
1591 | 0 | 0 | 3.68 | 3.68 | 3.68 | 3.68
1592 | 0 | 0 | 3.71 | 3.71 | 3.71 | 3.71
1593 | 0 | 0 | 3.74 | 3.74 | 3.74 | 3.74
1594 | 0 | 0 | 3.77 | 3.77 | 3.77 | 3.77
1595 | 0 | 0 | 3.81 | 3.81 | 3.81 | 3.81
1596 | 0 | 0 | 3.84 | 3.84 | 3.84 | 3.84
1597 | 0 | 0 | 3.87 | 3.87 | 3.87 | 3.87
1598 | 0 | 0 | 3.88 | 3.88 | 3.88 | 3.88
1599 | 0 | 0 | 3.88 | 3.88 | 3.88 | 3.88
1600 | 0 | 0 | 3.85 | 3.85 | 3.85 | 3.85
1601 | 0 | 0 | 3.77 | 3.77 | 3.77 | 3.77
1602 | 0 | 0 | 3.69 | 3.69 | 3.69 | 3.69
1603 | 0 | 0 | 3.64 | 3.64 | 3.64 | 3.64
1604 | 1 | 1 | 3.63 | 3.63 | 3.63 | 3.63
1605 | 0 | 0 | 3.61 | 3.61 | 3.61 | 3.61
1606 | 0 | 0 | 3.61 | 3.61 | 3.61 | 3.61
1607 | 0 | 0 | 3.62 | 3.62 | 3.62 | 3.62
1608 | 1 | 1 | 3.63 | 3.63 | 3.63 | 3.63
1609 | 0 | 0 | 3.64 | 3.64 | 3.64 | 3.64
1610 | 0 | 0 | 3.65 | 3.65 | 3.65 | 3.65
1611 | 0 | 0 | 3.66 | 3.66 | 3.66 | 3.66
1612 | 0 | 0 | 3.67 | 3.67 | 3.67 | 3.67
1613 | 0 | 0 | 3.69 | 3.69 | 3.69 | 3.69
1614 | 0 | 0 | 3.7 | 3.7 | 3.7 | 3.7
1615 | 0 | 0 | 3.73 | 3.73 | 3.73 | 3.73
1616 | 0 | 0 | 3.77 | 3.77 | 3.77 | 3.77
1617 | 0 | 0 | 3.84 | 3.84 | 3.84 | 3.84
1618 | 0 | 0 | 3.92 | 3.92 | 3.92 | 3.92
1619 | 0 | 0 | 3.98 | 3.98 | 3.98 | 3.98
1620 | 0 | 0 | 4 | 4 | 4 | 4
1621 | 0 | 0 | 4.01 | 4.01 | 4.01 | 4.01
1622 | 0 | 0 | 4 | 4 | 4 | 4
1623 | 0 | 0 | 3.97 | 3.97 | 3.97 | 3.97
1624 | 0 | 0 | 3.92 | 3.92 | 3.92 | 3.92
1625 | 0 | 0 | 3.86 | 3.86 | 3.86 | 3.86
1626 | 0 | 0 | 3.82 | 3.82 | 3.82 | 3.82
1627 | 0 | 0 | 3.79 | 3.79 | 3.79 | 3.79
1628 | 0 | 0 | 3.77 | 3.77 | 3.77 | 3.77
1629 | 0 | 0 | 3.1697 | 3.1697 | 3.1697 | 3.1697
1630 | 0 | 0 | 3.74 | 3.74 | 3.74 | 3.74
1631 | 0 | 0 | 3.74 | 3.74 | 3.74 | 3.74
1632 | 0 | 0 | 3.73 | 3.73 | 3.73 | 3.73
1633 | 0 | 0 | 3.73 | 3.73 | 3.73 | 3.73
1634 | 0 | 0 | 3.72 | 3.72 | 3.72 | 3.72
1635 | 0 | 0 | 3.7 | 3.7 | 3.7 | 3.7
1636 | 0 | 0 | 3.69 | 3.69 | 3.69 | 3.69
1637 | 0 | 0 | 3.66 | 3.66 | 3.66 | 3.66
1638 | 0 | 0 | 3.64 | 3.64 | 3.64 | 3.64
1639 | 0 | 0 | 3.65 | 3.65 | 3.65 | 3.65
1640 | 0 | 0 | 3.7 | 3.7 | 3.7 | 3.7
1641 | 0 | 0 | 3.76 | 3.76 | 3.76 | 3.76
1642 | 0 | 0 | 3.81 | 3.81 | 3.81 | 3.81
1643 | 0 | 0 | 3.85 | 3.85 | 3.85 | 3.85
1644 | 0 | 0 | 3.88 | 3.88 | 3.88 | 3.88
1645 | 0 | 0 | 3.89 | 3.89 | 3.89 | 3.89
1646 | 0 | 0 | 3.89 | 3.89 | 3.89 | 3.89
1647 | 0 | 0 | 3.85 | 3.85 | 3.85 | 3.85
1648 | 0 | 0 | 3.8 | 3.8 | 3.8 | 3.8
1649 | 0 | 0 | 3.0894 | 3.0894 | 3.0894 | 3.0894
1650 | 0 | 0 | 3.66 | 3.66 | 3.66 | 3.66
1651 | 0 | 0 | 3.58 | 3.58 | 3.58 | 3.58
1652 | 0 | 0 | 3.53 | 3.53 | 3.53 | 3.53
1653 | 1 | 1 | 3.47 | 3.47 | 3.47 | 3.47
1654 | 0 | 0 | 3.44 | 3.44 | 3.44 | 3.44
1655 | 0 | 0 | 3.42 | 3.42 | 3.42 | 3.42
1656 | 0 | 0 | 3.41 | 3.41 | 3.41 | 3.41
1657 | 0 | 0 | 3.4 | 3.4 | 3.4 | 3.4
1658 | 0 | 0 | 3.39 | 3.39 | 3.39 | 3.39
1659 | 0 | 0 | 3.37 | 3.37 | 3.37 | 3.37
1660 | 0 | 0 | 3.36 | 3.36 | 3.36 | 3.36
1661 | 0 | 0 | 3.35 | 3.35 | 3.35 | 3.35
1662 | 0 | 0 | 3.33 | 3.33 | 3.33 | 3.33
1663 | 0 | 0 | 3.32 | 3.32 | 3.32 | 3.32
1664 | 0 | 0 | 3.33 | 3.33 | 3.33 | 3.33
1665 | 0 | 0 | 3.35 | 3.35 | 3.35 | 3.35
1666 | 0 | 0 | 3.39 | 3.39 | 3.39 | 3.39
1667 | 0 | 0 | 3.43 | 3.43 | 3.43 | 3.43
1668 | 0 | 0 | 3.47 | 3.47 | 3.47 | 3.47
1669 | 0 | 0 | 3.5 | 3.5 | 3.5 | 3.5
1670 | 0 | 0 | 2.6835 | 2.6835 | 2.6835 | 2.6835
1671 | 0 | 0 | 3.52 | 3.52 | 3.52 | 3.52
1672 | 0 | 0 | 3.5 | 3.5 | 3.5 | 3.5
1673 | 0 | 0 | 3.47 | 3.47 | 3.47 | 3.47
1674 | 0 | 0 | 3.43 | 3.43 | 3.43 | 3.43
1675 | 0 | 0 | 3.41 | 3.41 | 3.41 | 3.41
1676 | 1 | 1 | 3.39 | 3.39 | 3.39 | 3.39
1677 | 1 | 1 | 3.38 | 3.38 | 3.38 | 3.38
1678 | 0 | 0 | 3.36 | 3.36 | 3.36 | 3.36
1679 | 0 | 0 | 3.35 | 3.35 | 3.35 | 3.35
1680 | 0 | 0 | 3.33 | 3.33 | 3.33 | 3.33
1681 | 0 | 0 | 3.31 | 3.31 | 3.31 | 3.31
1682 | 0 | 0 | 3.3 | 3.3 | 3.3 | 3.3
1683 | 0 | 0 | 3.28 | 3.28 | 3.28 | 3.28
1684 | 0 | 0 | 3.27 | 3.27 | 3.27 | 3.27
1685 | 0 | 0 | 3.27 | 3.27 | 3.27 | 3.27
1686 | 0 | 0 | 3.27 | 3.27 | 3.27 | 3.27
1687 | 0 | 0 | 3.32 | 3.32 | 3.32 | 3.32
1688 | 0 | 0 | 3.42 | 3.42 | 3.42 | 3.42
1689 | 0 | 0 | 3.51 | 3.51 | 3.51 | 3.51
1690 | 0 | 0 | 3.61 | 3.61 | 3.61 | 3.61
1691 | 0 | 0 | 3.69 | 3.69 | 3.69 | 3.69
1692 | 0 | 0 | 3.76 | 3.76 | 3.76 | 3.76
1693 | 0 | 0 | 3.81 | 3.81 | 3.81 | 3.81
1694 | 0 | 0 | 3.85 | 3.85 | 3.85 | 3.85
1695 | 0 | 0 | 3.86 | 3.86 | 3.86 | 3.86
1696 | 0 | 0 | 3.84 | 3.84 | 3.84 | 3.84
1697 | 0 | 0 | 3.8 | 3.8 | 3.8 | 3.8
1698 | 0 | 0 | 3.77 | 3.77 | 3.77 | 3.77
1699 | 0 | 0 | 3.76 | 3.76 | 3.76 | 3.76
1700 | 0 | 0 | 3.76 | 3.76 | 3.76 | 3.76
1701 | 0 | 0 | 3.75 | 3.75 | 3.75 | 3.75
1702 | 1 | 1 | 3.72 | 3.72 | 3.72 | 3.72
1703 | 0 | 0 | 3.68 | 3.68 | 3.68 | 3.68
1704 | 0 | 0 | 3.65 | 3.65 | 3.65 | 3.65
1705 | 0 | 0 | 3.61 | 3.61 | 3.61 | 3.61
1706 | 0 | 0 | 3.57 | 3.57 | 3.57 | 3.57
1707 | 0 | 0 | 3.55 | 3.55 | 3.55 | 3.55
1708 | 0 | 0 | 3.54 | 3.54 | 3.54 | 3.54
1709 | 0 | 0 | 3.53 | 3.53 | 3.53 | 3.53
1710 | 0 | 0 | 3.52 | 3.52 | 3.52 | 3.52
1711 | 0 | 0 | 3.55 | 3.55 | 3.55 | 3.55
1712 | 0 | 0 | 3.59 | 3.59 | 3.59 | 3.59
1713 | 0 | 0 | 3.64 | 3.64 | 3.64 | 3.64
1714 | 0 | 0 | 3.67 | 3.67 | 3.67 | 3.67
1715 | 0 | 0 | 3.7 | 3.7 | 3.7 | 3.7
1716 | 0 | 0 | 3.71 | 3.71 | 3.71 | 3.71
1717 | 0 | 0 | 3.74 | 3.74 | 3.74 | 3.74
1718 | 0 | 0 | 2.6172 | 2.6172 | 2.6172 | 2.6172
1719 | 0 | 0 | 3.72 | 3.72 | 3.72 | 3.72
1720 | 0 | 0 | 3.68 | 3.68 | 3.68 | 3.68
1721 | 0 | 0 | 3.65 | 3.65 | 3.65 | 3.65
1722 | 0 | 0 | 3.62 | 3.62 | 3.62 | 3.62
1723 | 0 | 0 | 3.59 | 3.59 | 3.59 | 3.59
1724 | 1 | 1 | 3.57 | 3.57 | 3.57 | 3.57
1725 | 0 | 0 | 3.56 | 3.56 | 3.56 | 3.56
1726 | 0 | 0 | 3.55 | 3.55 | 3.55 | 3.55
1727 | 0 | 0 | 3.54 | 3.54 | 3.54 | 3.54
1728 | 0 | 0 | 3.54 | 3.54 | 3.54 | 3.54
1729 | 0 | 0 | 3.54 | 3.54 | 3.54 | 3.54
1730 | 0 | 0 | 3.54 | 3.54 | 3.54 | 3.54
1731 | 0 | 0 | 3.55 | 3.55 | 3.55 | 3.55
1732 | 0 | 0 | 3.55 | 3.55 | 3.55 | 3.55
1733 | 0 | 0 | 3.54 | 3.54 | 3.54 | 3.54
1734 | 0 | 0 | 3.54 | 3.54 | 3.54 | 3.54
1735 | 0 | 0 | 3.55 | 3.55 | 3.55 | 3.55
1736 | 0 | 0 | 3.57 | 3.57 | 3.57 | 3.57
1737 | 0 | 0 | 3.58 | 3.58 | 3.58 | 3.58
1738 | 0 | 0 | 3.59 | 3.59 | 3.59 | 3.59
1739 | 0 | 0 | 3.59 | 3.59 | 3.59 | 3.59
1740 | 0 | 0 | 3.59 | 3.59 | 3.59 | 3.59
1741 | 0 | 0 | 3.59 | 3.59 | 3.59 | 3.59
1742 | 0 | 0 | 3.6 | 3.6 | 3.6 | 3.6
1743 | 0 | 0 | 3.62 | 3.62 | 3.62 | 3.62
1744 | 0 | 0 | 3.63 | 3.63 | 3.63 | 3.63
1745 | 0 | 0 | 3.63 | 3.63 | 3.63 | 3.63
1746 | 0 | 0 | 3.63 | 3.63 | 3.63 | 3.63
1747 | 0 | 0 | 3.63 | 3.63 | 3.63 | 3.63
1748 | 0 | 0 | 3.64 | 3.64 | 3.64 | 3.64
1749 | 0 | 0 | 3.64 | 3.64 | 3.64 | 3.64
1750 | 0 | 0 | 3.65 | 3.65 | 3.65 | 3.65
1751 | 0 | 0 | 3.64 | 3.64 | 3.64 | 3.64
1752 | 0 | 0 | 3.64 | 3.64 | 3.64 | 3.64
1753 | 0 | 0 | 3.63 | 3.63 | 3.63 | 3.63
1754 | 0 | 0 | 3.62 | 3.62 | 3.62 | 3.62
1755 | 0 | 0 | 3.62 | 3.62 | 3.62 | 3.62
1756 | 0 | 0 | 3.62 | 3.62 | 3.62 | 3.62
1757 | 0 | 0 | 3.62 | 3.62 | 3.62 | 3.62
1758 | 0 | 0 | 3.62 | 3.62 | 3.62 | 3.62
1759 | 0 | 0 | 3.64 | 3.64 | 3.64 | 3.64
1760 | 0 | 0 | 3.67 | 3.67 | 3.67 | 3.67
1761 | 0 | 0 | 3.72 | 3.72 | 3.72 | 3.72
1762 | 0 | 0 | 3.78 | 3.78 | 3.78 | 3.78
1763 | 0 | 0 | 3.83 | 3.83 | 3.83 | 3.83
1764 | 0 | 0 | 3.88 | 3.88 | 3.88 | 3.88
1765 | 0 | 0 | 3.92 | 3.92 | 3.92 | 3.92
1766 | 0 | 0 | 3.95 | 3.95 | 3.95 | 3.95
1767 | 0 | 0 | 3.97 | 3.97 | 3.97 | 3.97
1768 | 0 | 0 | 3.99 | 3.99 | 3.99 | 3.99
1769 | 0 | 0 | 3.99 | 3.99 | 3.99 | 3.99
1770 | 0 | 0 | 3.97 | 3.97 | 3.97 | 3.97
1771 | 1 | 1 | 3.2253 | 3.2253 | 3.2253 | 3.2253
1772 | 0 | 0 | 3.93 | 3.93 | 3.93 | 3.93
1773 | 0 | 0 | 3.9 | 3.9 | 3.9 | 3.9
1774 | 0 | 0 | 3.87 | 3.87 | 3.87 | 3.87
1775 | 0 | 0 | 3.85 | 3.85 | 3.85 | 3.85
1776 | 0 | 0 | 3.83 | 3.83 | 3.83 | 3.83
1777 | 0 | 0 | 3.81 | 3.81 | 3.81 | 3.81
1778 | 0 | 0 | 3.8 | 3.8 | 3.8 | 3.8
1779 | 0 | 0 | 3.79 | 3.79 | 3.79 | 3.79
1780 | 0 | 0 | 3.77 | 3.77 | 3.77 | 3.77
1781 | 0 | 0 | 3.2476 | 3.2476 | 3.2476 | 3.2476
1782 | 0 | 0 | 3.75 | 3.75 | 3.75 | 3.75
1783 | 0 | 0 | 3.77 | 3.77 | 3.77 | 3.77
1784 | 0 | 0 | 3.79 | 3.79 | 3.79 | 3.79
1785 | 0 | 0 | 3.83 | 3.83 | 3.83 | 3.83
1786 | 0 | 0 | 3.85 | 3.85 | 3.85 | 3.85
1787 | 0 | 0 | 3.88 | 3.88 | 3.88 | 3.88
1788 | 0 | 0 | 3.9 | 3.9 | 3.9 | 3.9
1789 | 0 | 0 | 3.92 | 3.92 | 3.92 | 3.92
1790 | 0 | 0 | 3.93 | 3.93 | 3.93 | 3.93
1791 | 0 | 0 | 3.94 | 3.94 | 3.94 | 3.94
1792 | 0 | 0 | 3.95 | 3.95 | 3.95 | 3.95
1793 | 0 | 0 | 3.96 | 3.96 | 3.96 | 3.96
1794 | 0 | 0 | 3.96 | 3.96 | 3.96 | 3.96
1795 | 0 | 0 | 3.95 | 3.95 | 3.95 | 3.95
1796 | 0 | 0 | 3.94 | 3.94 | 3.94 | 3.94
1797 | 0 | 0 | 3.92 | 3.92 | 3.92 | 3.92
1798 | 0 | 0 | 3.9 | 3.9 | 3.9 | 3.9
1799 | 0 | 0 | 3.89 | 3.89 | 3.89 | 3.89
1800 | 0 | 0 | 3.88 | 3.88 | 3.88 | 3.88
1801 | 0 | 0 | 3.87 | 3.87 | 3.87 | 3.87
1802 | 0 | 0 | 3.85 | 3.85 | 3.85 | 3.85
1803 | 0 | 0 | 3.83 | 3.83 | 3.83 | 3.83
1804 | 0 | 0 | 3.82 | 3.82 | 3.82 | 3.82
1805 | 0 | 0 | 3.8 | 3.8 | 3.8 | 3.8
1806 | 0 | 0 | 3.79 | 3.79 | 3.79 | 3.79
1807 | 0 | 0 | 3.84 | 3.84 | 3.84 | 3.84
1808 | 0 | 0 | 3.9 | 3.9 | 3.9 | 3.9
1809 | 0 | 0 | 3.91 | 3.91 | 3.91 | 3.91
1810 | 0 | 0 | 3.91 | 3.91 | 3.91 | 3.91
1811 | 0 | 0 | 3.91 | 3.91 | 3.91 | 3.91
1812 | 0 | 0 | 3.91 | 3.91 | 3.91 | 3.91
1813 | 0 | 0 | 3.9 | 3.9 | 3.9 | 3.9
1814 | 0 | 0 | 3.88 | 3.88 | 3.88 | 3.88
1815 | 0 | 0 | 3.81 | 3.81 | 3.81 | 3.81
1816 | 0 | 0 | 3.75 | 3.75 | 3.75 | 3.75
1817 | 0 | 0 | 3.68 | 3.68 | 3.68 | 3.68
1818 | 0 | 0 | 3.59 | 3.59 | 3.59 | 3.59
1819 | 0 | 0 | 3.54 | 3.54 | 3.54 | 3.54
1820 | 0 | 0 | 3.51 | 3.51 | 3.51 | 3.51
1821 | 0 | 0 | 3.48 | 3.48 | 3.48 | 3.48
1822 | 0 | 0 | 3.45 | 3.45 | 3.45 | 3.45
1823 | 0 | 0 | 3.42 | 3.42 | 3.42 | 3.42
1824 | 0 | 0 | 3.39 | 3.39 | 3.39 | 3.39
1825 | 0 | 0 | 3.38 | 3.38 | 3.38 | 3.38
1826 | 0 | 0 | 3.37 | 3.37 | 3.37 | 3.37
1827 | 0 | 0 | 3.36 | 3.36 | 3.36 | 3.36
1828 | 0 | 0 | 3.37 | 3.37 | 3.37 | 3.37
1829 | 0 | 0 | 3.36 | 3.36 | 3.36 | 3.36
1830 | 0 | 0 | 3.37 | 3.37 | 3.37 | 3.37
1831 | 0 | 0 | 3.41 | 3.41 | 3.41 | 3.41
1832 | 0 | 0 | 3.47 | 3.47 | 3.47 | 3.47
1833 | 0 | 0 | 3.53 | 3.53 | 3.53 | 3.53
1834 | 0 | 0 | 3.6 | 3.6 | 3.6 | 3.6
1835 | 0 | 0 | 3.64 | 3.64 | 3.64 | 3.64
1836 | 0 | 0 | 3.69 | 3.69 | 3.69 | 3.69
1837 | 0 | 0 | 3.71 | 3.71 | 3.71 | 3.71
1838 | 0 | 0 | 3.73 | 3.73 | 3.73 | 3.73
1839 | 0 | 0 | 3.72 | 3.72 | 3.72 | 3.72
1840 | 0 | 0 | 3.68 | 3.68 | 3.68 | 3.68
1841 | 0 | 0 | 3.62 | 3.62 | 3.62 | 3.62
1842 | 0 | 0 | 3.53 | 3.53 | 3.53 | 3.53
1843 | 0 | 0 | 3.46 | 3.46 | 3.46 | 3.46
1844 | 0 | 0 | 3.41 | 3.41 | 3.41 | 3.41
1845 | 0 | 0 | 3.36 | 3.36 | 3.36 | 3.36
1846 | 0 | 0 | 3.32 | 3.32 | 3.32 | 3.32
1847 | 0 | 0 | 2.8307 | 2.8307 | 2.8307 | 2.8307
1848 | 0 | 0 | 3.25 | 3.25 | 3.25 | 3.25
1849 | 0 | 0 | 3.23 | 3.23 | 3.23 | 3.23
1850 | 0 | 0 | 3.19 | 3.19 | 3.19 | 3.19
1851 | 0 | 0 | 3.17 | 3.17 | 3.17 | 3.17
1852 | 0 | 0 | 3.17 | 3.17 | 3.17 | 3.17
1853 | 0 | 0 | 3.16 | 3.16 | 3.16 | 3.16
1854 | 0 | 0 | 3.16 | 3.16 | 3.16 | 3.16
1855 | 0 | 0 | 3.25 | 3.25 | 3.25 | 3.25
1856 | 0 | 0 | 3.4 | 3.4 | 3.4 | 3.4
1857 | 0 | 0 | 3.53 | 3.53 | 3.53 | 3.53
1858 | 0 | 0 | 2.9429 | 2.9429 | 2.9429 | 2.9429
1859 | 0 | 0 | 3.7 | 3.7 | 3.7 | 3.7
1860 | 0 | 0 | 3.76 | 3.76 | 3.76 | 3.76
1861 | 0 | 0 | 3.81 | 3.81 | 3.81 | 3.81
1862 | 0 | 0 | 3.83 | 3.83 | 3.83 | 3.83
1863 | 0 | 0 | 3.84 | 3.84 | 3.84 | 3.84
1864 | 1 | 1 | 3.83 | 3.83 | 3.83 | 3.83
1865 | 0 | 0 | 3.77 | 3.77 | 3.77 | 3.77
1866 | 0 | 0 | 3.62 | 3.62 | 3.62 | 3.62
1867 | 0 | 0 | 3.48 | 3.48 | 3.48 | 3.48
1868 | 0 | 0 | 3.39 | 3.39 | 3.39 | 3.39
1869 | 0 | 0 | 3.32 | 3.32 | 3.32 | 3.32
1870 | 1 | 1 | 3.27 | 3.27 | 3.27 | 3.27
1871 | 0 | 0 | 3.23 | 3.23 | 3.23 | 3.23
1872 | 0 | 0 | 3.2 | 3.2 | 3.2 | 3.2
1873 | 0 | 0 | 3.17 | 3.17 | 3.17 | 3.17
1874 | 0 | 0 | 3.15 | 3.15 | 3.15 | 3.15
1875 | 0 | 0 | 3.13 | 3.13 | 3.13 | 3.13
1876 | 0 | 0 | 3.12 | 3.12 | 3.12 | 3.12
1877 | 0 | 0 | 3.12 | 3.12 | 3.12 | 3.12
1878 | 0 | 0 | 2.7426 | 2.7426 | 2.7426 | 2.7426
1879 | 0 | 0 | 3.3 | 3.3 | 3.3 | 3.3
1880 | 0 | 0 | 3.5 | 3.5 | 3.5 | 3.5
1881 | 0 | 0 | 3.69 | 3.69 | 3.69 | 3.69
1882 | 0 | 0 | 3.85 | 3.85 | 3.85 | 3.85
1883 | 0 | 0 | 3.94 | 3.94 | 3.94 | 3.94
1884 | 0 | 0 | 3.98 | 3.98 | 3.98 | 3.98
1885 | 0 | 0 | 4 | 4 | 4 | 4
1886 | 0 | 0 | 4.01 | 4.01 | 4.01 | 4.01
1887 | 0 | 0 | 4.02 | 4.02 | 4.02 | 4.02
1888 | 0 | 0 | 4.01 | 4.01 | 4.01 | 4.01
1889 | 0 | 0 | 3.97 | 3.97 | 3.97 | 3.97
1890 | 0 | 0 | 3.85 | 3.85 | 3.85 | 3.85
1891 | 0 | 0 | 3.77 | 3.77 | 3.77 | 3.77
1892 | 0 | 0 | 3.7 | 3.7 | 3.7 | 3.7
1893 | 0 | 0 | 3.64 | 3.64 | 3.64 | 3.64
1894 | 0 | 0 | 3.57 | 3.57 | 3.57 | 3.57
1895 | 0 | 0 | 3.53 | 3.53 | 3.53 | 3.53
1896 | 0 | 0 | 3.46 | 3.46 | 3.46 | 3.46
1897 | 0 | 0 | 3.43 | 3.43 | 3.43 | 3.43
1898 | 0 | 0 | 3.4 | 3.4 | 3.4 | 3.4
1899 | 0 | 0 | 3.39 | 3.39 | 3.39 | 3.39
1900 | 0 | 0 | 3.37 | 3.37 | 3.37 | 3.37
1901 | 0 | 0 | 3.36 | 3.36 | 3.36 | 3.36
1902 | 0 | 0 | 3.37 | 3.37 | 3.37 | 3.37
1903 | 0 | 0 | 3.53 | 3.53 | 3.53 | 3.53
1904 | 0 | 0 | 3.72 | 3.72 | 3.72 | 3.72
1905 | 0 | 0 | 3.89 | 3.89 | 3.89 | 3.89
1906 | 0 | 0 | 4 | 4 | 4 | 4
1907 | 0 | 0 | 4.04 | 4.04 | 4.04 | 4.04
1908 | 0 | 0 | 4.06 | 4.06 | 4.06 | 4.06
1909 | 0 | 0 | 4.06 | 4.06 | 4.06 | 4.06
1910 | 0 | 0 | 4.06 | 4.06 | 4.06 | 4.06
1911 | 0 | 0 | 4.06 | 4.06 | 4.06 | 4.06
1912 | 0 | 0 | 4.06 | 4.06 | 4.06 | 4.06
1913 | 0 | 0 | 4.05 | 4.05 | 4.05 | 4.05
1914 | 0 | 0 | 4.01 | 4.01 | 4.01 | 4.01
1915 | 0 | 0 | 3.93 | 3.93 | 3.93 | 3.93
1916 | 0 | 0 | 3.85 | 3.85 | 3.85 | 3.85
1917 | 0 | 0 | 3.77 | 3.77 | 3.77 | 3.77
1918 | 0 | 0 | 3.67 | 3.67 | 3.67 | 3.67
1919 | 0 | 0 | 3.61 | 3.61 | 3.61 | 3.61
1920 | 0 | 0 | 3.55 | 3.55 | 3.55 | 3.55
1921 | 0 | 0 | 3.52 | 3.52 | 3.52 | 3.52
1922 | 0 | 0 | 3.48 | 3.48 | 3.48 | 3.48
1923 | 0 | 0 | 3.45 | 3.45 | 3.45 | 3.45
1924 | 0 | 0 | 3.43 | 3.43 | 3.43 | 3.43
1925 | 0 | 0 | 3.41 | 3.41 | 3.41 | 3.41
1926 | 0 | 0 | 3.42 | 3.42 | 3.42 | 3.42
1927 | 0 | 0 | 3.0053 | 3.0053 | 3.0053 | 3.0053
1928 | 0 | 0 | 3.81 | 3.81 | 3.81 | 3.81
1929 | 0 | 0 | 3.99 | 3.99 | 3.99 | 3.99
1930 | 0 | 0 | 4.04 | 4.04 | 4.04 | 4.04
1931 | 0 | 0 | 4.05 | 4.05 | 4.05 | 4.05
1932 | 0 | 0 | 4.06 | 4.06 | 4.06 | 4.06
1933 | 0 | 0 | 4.06 | 4.06 | 4.06 | 4.06
1934 | 0 | 0 | 4.06 | 4.06 | 4.06 | 4.06
1935 | 0 | 0 | 4.06 | 4.06 | 4.06 | 4.06
1936 | 0 | 0 | 4.06 | 4.06 | 4.06 | 4.06
1937 | 0 | 0 | 4.06 | 4.06 | 4.06 | 4.06
1938 | 0 | 0 | 4.04 | 4.04 | 4.04 | 4.04
1939 | 0 | 0 | 4.01 | 4.01 | 4.01 | 4.01
1940 | 0 | 0 | 3.95 | 3.95 | 3.95 | 3.95
1941 | 0 | 0 | 3.89 | 3.89 | 3.89 | 3.89
1942 | 0 | 0 | 3.82 | 3.82 | 3.82 | 3.82
1943 | 0 | 0 | 3.76 | 3.76 | 3.76 | 3.76
1944 | 0 | 0 | 3.71 | 3.71 | 3.71 | 3.71
1945 | 0 | 0 | 3.66 | 3.66 | 3.66 | 3.66
1946 | 0 | 0 | 3.6 | 3.6 | 3.6 | 3.6
1947 | 0 | 0 | 3.55 | 3.55 | 3.55 | 3.55
1948 | 0 | 0 | 3.52 | 3.52 | 3.52 | 3.52
1949 | 0 | 0 | 3.5 | 3.5 | 3.5 | 3.5
1950 | 0 | 0 | 3.51 | 3.51 | 3.51 | 3.51
1951 | 0 | 0 | 3.66 | 3.66 | 3.66 | 3.66
1952 | 0 | 0 | 3.115 | 3.115 | 3.115 | 3.115
1953 | 0 | 0 | 3.93 | 3.93 | 3.93 | 3.93
1954 | 0 | 0 | 3.97 | 3.97 | 3.97 | 3.97
1955 | 0 | 0 | 3.99 | 3.99 | 3.99 | 3.99
1956 | 0 | 0 | 4.02 | 4.02 | 4.02 | 4.02
1957 | 0 | 0 | 4.03 | 4.03 | 4.03 | 4.03
1958 | 0 | 0 | 4.05 | 4.05 | 4.05 | 4.05
1959 | 0 | 0 | 4.05 | 4.05 | 4.05 | 4.05
1960 | 0 | 0 | 4.04 | 4.04 | 4.04 | 4.04
1961 | 0 | 0 | 4.03 | 4.03 | 4.03 | 4.03
1962 | 0 | 0 | 3.99 | 3.99 | 3.99 | 3.99
1963 | 0 | 0 | 3.92 | 3.92 | 3.92 | 3.92
1964 | 0 | 0 | 3.86 | 3.86 | 3.86 | 3.86
1965 | 0 | 0 | 3.79 | 3.79 | 3.79 | 3.79
1966 | 0 | 0 | 3.72 | 3.72 | 3.72 | 3.72
1967 | 0 | 0 | 3.66 | 3.66 | 3.66 | 3.66
1968 | 0 | 0 | 3.61 | 3.61 | 3.61 | 3.61
1969 | 0 | 0 | 3.57 | 3.57 | 3.57 | 3.57
1970 | 0 | 0 | 3.52 | 3.52 | 3.52 | 3.52
1971 | 0 | 0 | 3.49 | 3.49 | 3.49 | 3.49
1972 | 0 | 0 | 3.45 | 3.45 | 3.45 | 3.45
1973 | 0 | 0 | 3.43 | 3.43 | 3.43 | 3.43
1974 | 0 | 0 | 3.44 | 3.44 | 3.44 | 3.44
1975 | 0 | 0 | 3.54 | 3.54 | 3.54 | 3.54
1976 | 0 | 0 | 3.68 | 3.68 | 3.68 | 3.68
1977 | 0 | 0 | 3.81 | 3.81 | 3.81 | 3.81
1978 | 0 | 0 | 3.9 | 3.9 | 3.9 | 3.9
1979 | 0 | 0 | 3.96 | 3.96 | 3.96 | 3.96
1980 | 0 | 0 | 4 | 4 | 4 | 4
1981 | 0 | 0 | 4.02 | 4.02 | 4.02 | 4.02
1982 | 0 | 0 | 3.0838 | 3.0838 | 3.0838 | 3.0838
1983 | 0 | 0 | 4.02 | 4.02 | 4.02 | 4.02
1984 | 0 | 0 | 4.01 | 4.01 | 4.01 | 4.01
1985 | 0 | 0 | 3.97 | 3.97 | 3.97 | 3.97
1986 | 0 | 0 | 3.85 | 3.85 | 3.85 | 3.85
1987 | 0 | 0 | 3.76 | 3.76 | 3.76 | 3.76
1988 | 0 | 0 | 3.69 | 3.69 | 3.69 | 3.69
1989 | 1 | 1 | 3.64 | 3.64 | 3.64 | 3.64
1990 | 0 | 0 | 3.57 | 3.57 | 3.57 | 3.57
1991 | 0 | 0 | 3.53 | 3.53 | 3.53 | 3.53
1992 | 0 | 0 | 3.51 | 3.51 | 3.51 | 3.51
1993 | 0 | 0 | 3.49 | 3.49 | 3.49 | 3.49
1994 | 1 | 1 | 3.48 | 3.48 | 3.48 | 3.48
1995 | 0 | 0 | 3.46 | 3.46 | 3.46 | 3.46
1996 | 0 | 0 | 3.45 | 3.45 | 3.45 | 3.45
1997 | 0 | 0 | 3.44 | 3.44 | 3.44 | 3.44
1998 | 0 | 0 | 3.44 | 3.44 | 3.44 | 3.44
1999 | 0 | 0 | 3.49 | 3.49 | 3.49 | 3.49
2000 | 0 | 0 | 3.55 | 3.55 | 3.55 | 3.55
2001 | 0 | 0 | 3.6 | 3.6 | 3.6 | 3.6
2002 | 0 | 0 | 3.65 | 3.65 | 3.65 | 3.65
2003 | 0 | 0 | 3.7 | 3.7 | 3.7 | 3.7
2004 | 0 | 0 | 3.72 | 3.72 | 3.72 | 3.72
2005 | 0 | 0 | 3.72 | 3.72 | 3.72 | 3.72
2006 | 0 | 0 | 3.71 | 3.71 | 3.71 | 3.71
2007 | 0 | 0 | 3.69 | 3.69 | 3.69 | 3.69
2008 | 0 | 0 | 3.67 | 3.67 | 3.67 | 3.67
2009 | 0 | 0 | 3.61 | 3.61 | 3.61 | 3.61
2010 | 0 | 0 | 3.56 | 3.56 | 3.56 | 3.56
2011 | 0 | 0 | 3.51 | 3.51 | 3.51 | 3.51
2012 | 0 | 0 | 3.48 | 3.48 | 3.48 | 3.48
2013 | 0 | 0 | 3.46 | 3.46 | 3.46 | 3.46
2014 | 0 | 0 | 3.44 | 3.44 | 3.44 | 3.44
2015 | 0 | 0 | 3.42 | 3.42 | 3.42 | 3.42
2016 | 0 | 0 | 3.4 | 3.4 | 3.4 | 3.4
2017 | 0 | 0 | 3.39 | 3.39 | 3.39 | 3.39
2018 | 0 | 0 | 3.37 | 3.37 | 3.37 | 3.37
2019 | 0 | 0 | 3.37 | 3.37 | 3.37 | 3.37
2020 | 0 | 0 | 3.37 | 3.37 | 3.37 | 3.37
2021 | 0 | 0 | 3.37 | 3.37 | 3.37 | 3.37
2022 | 0 | 0 | 3.38 | 3.38 | 3.38 | 3.38
2023 | 0 | 0 | 3.44 | 3.44 | 3.44 | 3.44
2024 | 0 | 0 | 3.52 | 3.52 | 3.52 | 3.52
2025 | 0 | 0 | 3.58 | 3.58 | 3.58 | 3.58
2026 | 0 | 0 | 2.7365 | 2.7365 | 2.7365 | 2.7365
2027 | 0 | 0 | 3.69 | 3.69 | 3.69 | 3.69
2028 | 0 | 0 | 3.73 | 3.73 | 3.73 | 3.73
2029 | 0 | 0 | 3.76 | 3.76 | 3.76 | 3.76
2030 | 0 | 0 | 3.77 | 3.77 | 3.77 | 3.77
2031 | 0 | 0 | 3.78 | 3.78 | 3.78 | 3.78
2032 | 0 | 0 | 3.76 | 3.76 | 3.76 | 3.76
2033 | 0 | 0 | 3.73 | 3.73 | 3.73 | 3.73
2034 | 0 | 0 | 3.67 | 3.67 | 3.67 | 3.67
2035 | 0 | 0 | 3.63 | 3.63 | 3.63 | 3.63
2036 | 0 | 0 | 3.6 | 3.6 | 3.6 | 3.6
2037 | 0 | 0 | 3.58 | 3.58 | 3.58 | 3.58
2038 | 0 | 0 | 3.55 | 3.55 | 3.55 | 3.55
2039 | 0 | 0 | 3.52 | 3.52 | 3.52 | 3.52
2040 | 0 | 0 | 3.5 | 3.5 | 3.5 | 3.5
2041 | 0 | 0 | 3.46 | 3.46 | 3.46 | 3.46
2042 | 0 | 0 | 3.43 | 3.43 | 3.43 | 3.43
2043 | 0 | 0 | 3.41 | 3.41 | 3.41 | 3.41
2044 | 0 | 0 | 3.41 | 3.41 | 3.41 | 3.41
2045 | 0 | 0 | 3.4 | 3.4 | 3.4 | 3.4
2046 | 0 | 0 | 3.42 | 3.42 | 3.42 | 3.42
2047 | 0 | 0 | 3.51 | 3.51 | 3.51 | 3.51
2048 | 0 | 0 | 3.61 | 3.61 | 3.61 | 3.61
2049 | 0 | 0 | 3.7 | 3.7 | 3.7 | 3.7
2050 | 0 | 0 | 3.79 | 3.79 | 3.79 | 3.79
2051 | 0 | 0 | 3.86 | 3.86 | 3.86 | 3.86
2052 | 0 | 0 | 3.91 | 3.91 | 3.91 | 3.91
2053 | 0 | 0 | 3.94 | 3.94 | 3.94 | 3.94
2054 | 0 | 0 | 3.95 | 3.95 | 3.95 | 3.95
2055 | 0 | 0 | 2.8611 | 2.8611 | 2.8611 | 2.8611
2056 | 0 | 0 | 3.95 | 3.95 | 3.95 | 3.95
2057 | 0 | 0 | 3.93 | 3.93 | 3.93 | 3.93
2058 | 1 | 1 | 3.86 | 3.86 | 3.86 | 3.86
2059 | 0 | 0 | 3.8 | 3.8 | 3.8 | 3.8
2060 | 0 | 0 | 3.76 | 3.76 | 3.76 | 3.76
2061 | 0 | 0 | 3.72 | 3.72 | 3.72 | 3.72
2062 | 0 | 0 | 3.67 | 3.67 | 3.67 | 3.67
2063 | 0 | 0 | 3.64 | 3.64 | 3.64 | 3.64
2064 | 0 | 0 | 3.61 | 3.61 | 3.61 | 3.61
2065 | 0 | 0 | 3.58 | 3.58 | 3.58 | 3.58
2066 | 0 | 0 | 3.56 | 3.56 | 3.56 | 3.56
2067 | 0 | 0 | 3.55 | 3.55 | 3.55 | 3.55
2068 | 0 | 0 | 3.53 | 3.53 | 3.53 | 3.53
2069 | 0 | 0 | 3.53 | 3.53 | 3.53 | 3.53
2070 | 0 | 0 | 3.54 | 3.54 | 3.54 | 3.54
2071 | 0 | 0 | 3.65 | 3.65 | 3.65 | 3.65
2072 | 0 | 0 | 3.78 | 3.78 | 3.78 | 3.78
2073 | 0 | 0 | 3.9 | 3.9 | 3.9 | 3.9
2074 | 0 | 0 | 3.99 | 3.99 | 3.99 | 3.99
2075 | 0 | 0 | 4.02 | 4.02 | 4.02 | 4.02
2076 | 0 | 0 | 4.03 | 4.03 | 4.03 | 4.03
2077 | 0 | 0 | 4.04 | 4.04 | 4.04 | 4.04
2078 | 0 | 0 | 4.04 | 4.04 | 4.04 | 4.04
2079 | 0 | 0 | 4.04 | 4.04 | 4.04 | 4.04
2080 | 0 | 0 | 4.04 | 4.04 | 4.04 | 4.04
2081 | 0 | 0 | 4.03 | 4.03 | 4.03 | 4.03
2082 | 0 | 0 | 4.01 | 4.01 | 4.01 | 4.01
2083 | 0 | 0 | 3.98 | 3.98 | 3.98 | 3.98
2084 | 0 | 0 | 3.93 | 3.93 | 3.93 | 3.93
2085 | 0 | 0 | 3.89 | 3.89 | 3.89 | 3.89
2086 | 0 | 0 | 3.81 | 3.81 | 3.81 | 3.81
2087 | 1 | 1 | 3.76 | 3.76 | 3.76 | 3.76
2088 | 0 | 0 | 3.73 | 3.73 | 3.73 | 3.73
2089 | 0 | 0 | 3.7 | 3.7 | 3.7 | 3.7
2090 | 0 | 0 | 3.66 | 3.66 | 3.66 | 3.66
2091 | 0 | 0 | 3.63 | 3.63 | 3.63 | 3.63
2092 | 0 | 0 | 3.61 | 3.61 | 3.61 | 3.61
2093 | 0 | 0 | 3.58 | 3.58 | 3.58 | 3.58
2094 | 0 | 0 | 3.6 | 3.6 | 3.6 | 3.6
2095 | 0 | 0 | 3.78 | 3.78 | 3.78 | 3.78
2096 | 0 | 0 | 3.95 | 3.95 | 3.95 | 3.95
2097 | 0 | 0 | 4.03 | 4.03 | 4.03 | 4.03
2098 | 0 | 0 | 4.05 | 4.05 | 4.05 | 4.05
2099 | 0 | 0 | 4.06 | 4.06 | 4.06 | 4.06
2100 | 0 | 0 | 4.06 | 4.06 | 4.06 | 4.06
2101 | 0 | 0 | 4.06 | 4.06 | 4.06 | 4.06
2102 | 0 | 0 | 2.9227 | 2.9227 | 2.9227 | 2.9227
2103 | 0 | 0 | 4.06 | 4.06 | 4.06 | 4.06
2104 | 0 | 0 | 4.06 | 4.06 | 4.06 | 4.06
2105 | 0 | 0 | 4.06 | 4.06 | 4.06 | 4.06
2106 | 0 | 0 | 4.04 | 4.04 | 4.04 | 4.04
2107 | 0 | 0 | 3.97 | 3.97 | 3.97 | 3.97
2108 | 0 | 0 | 3.88 | 3.88 | 3.88 | 3.88
2109 | 0 | 0 | 3.8 | 3.8 | 3.8 | 3.8
2110 | 0 | 0 | 3.72 | 3.72 | 3.72 | 3.72
2111 | 1 | 1 | 3.65 | 3.65 | 3.65 | 3.65
2112 | 0 | 0 | 3.57 | 3.57 | 3.57 | 3.57
2113 | 0 | 0 | 3.51 | 3.51 | 3.51 | 3.51
2114 | 0 | 0 | 3.47 | 3.47 | 3.47 | 3.47
2115 | 0 | 0 | 3.44 | 3.44 | 3.44 | 3.44
2116 | 0 | 0 | 3.41 | 3.41 | 3.41 | 3.41
2117 | 0 | 0 | 3.4 | 3.4 | 3.4 | 3.4
2118 | 0 | 0 | 3.46 | 3.46 | 3.46 | 3.46
2119 | 0 | 0 | 3.72 | 3.72 | 3.72 | 3.72
2120 | 0 | 0 | 3.97 | 3.97 | 3.97 | 3.97
2121 | 0 | 0 | 4.06 | 4.06 | 4.06 | 4.06
2122 | 0 | 0 | 4.06 | 4.06 | 4.06 | 4.06
2123 | 0 | 0 | 4.06 | 4.06 | 4.06 | 4.06
2124 | 0 | 0 | 4.06 | 4.06 | 4.06 | 4.06
2125 | 0 | 0 | 4.06 | 4.06 | 4.06 | 4.06
2126 | 0 | 0 | 3.0509 | 3.0509 | 3.0509 | 3.0509
2127 | 0 | 0 | 4.06 | 4.06 | 4.06 | 4.06
2128 | 0 | 0 | 4.06 | 4.06 | 4.06 | 4.06
2129 | 0 | 0 | 4.06 | 4.06 | 4.06 | 4.06
2130 | 0 | 0 | 4.06 | 4.06 | 4.06 | 4.06
2131 | 0 | 0 | 4.03 | 4.03 | 4.03 | 4.03
2132 | 0 | 0 | 3.99 | 3.99 | 3.99 | 3.99
2133 | 0 | 0 | 3.95 | 3.95 | 3.95 | 3.95
2134 | 0 | 0 | 3.87 | 3.87 | 3.87 | 3.87
2135 | 0 | 0 | 3.81 | 3.81 | 3.81 | 3.81
2136 | 0 | 0 | 3.75 | 3.75 | 3.75 | 3.75
2137 | 0 | 0 | 3.69 | 3.69 | 3.69 | 3.69
2138 | 0 | 0 | 3.61 | 3.61 | 3.61 | 3.61
2139 | 0 | 0 | 3.57 | 3.57 | 3.57 | 3.57
2140 | 0 | 0 | 3.55 | 3.55 | 3.55 | 3.55
2141 | 0 | 0 | 3.59 | 3.59 | 3.59 | 3.59
2142 | 0 | 0 | 3.76 | 3.76 | 3.76 | 3.76
2143 | 0 | 0 | 3.91 | 3.91 | 3.91 | 3.91
2144 | 0 | 0 | 3.96 | 3.96 | 3.96 | 3.96
2145 | 0 | 0 | 4 | 4 | 4 | 4
2146 | 0 | 0 | 4.02 | 4.02 | 4.02 | 4.02
2147 | 0 | 0 | 4.04 | 4.04 | 4.04 | 4.04
2148 | 0 | 0 | 4.04 | 4.04 | 4.04 | 4.04
2149 | 0 | 0 | 4.05 | 4.05 | 4.05 | 4.05
2150 | 0 | 0 | 4.04 | 4.04 | 4.04 | 4.04
2151 | 0 | 0 | 4.03 | 4.03 | 4.03 | 4.03
2152 | 0 | 0 | 3.99 | 3.99 | 3.99 | 3.99
2153 | 0 | 0 | 3.9 | 3.9 | 3.9 | 3.9
2154 | 0 | 0 | 3.81 | 3.81 | 3.81 | 3.81
2155 | 0 | 0 | 3.73 | 3.73 | 3.73 | 3.73
2156 | 0 | 0 | 3.66 | 3.66 | 3.66 | 3.66
2157 | 0 | 0 | 3.58 | 3.58 | 3.58 | 3.58
2158 | 0 | 0 | 3.51 | 3.51 | 3.51 | 3.51
2159 | 0 | 0 | 3.43 | 3.43 | 3.43 | 3.43
2160 | 0 | 0 | 3.37 | 3.37 | 3.37 | 3.37
2161 | 0 | 0 | 3.31 | 3.31 | 3.31 | 3.31
2162 | 0 | 0 | 3.27 | 3.27 | 3.27 | 3.27
2163 | 0 | 0 | 3.24 | 3.24 | 3.24 | 3.24
2164 | 0 | 0 | 3.22 | 3.22 | 3.22 | 3.22
2165 | 0 | 0 | 3.29 | 3.29 | 3.29 | 3.29
2166 | 0 | 0 | 3.49 | 3.49 | 3.49 | 3.49
2167 | 0 | 0 | 3.69 | 3.69 | 3.69 | 3.69
2168 | 0 | 0 | 3.84 | 3.84 | 3.84 | 3.84
2169 | 0 | 0 | 3.95 | 3.95 | 3.95 | 3.95
2170 | 0 | 0 | 4 | 4 | 4 | 4
2171 | 0 | 0 | 4.03 | 4.03 | 4.03 | 4.03
2172 | 0 | 0 | 4.05 | 4.05 | 4.05 | 4.05
2173 | 0 | 0 | 4.05 | 4.05 | 4.05 | 4.05
2174 | 0 | 0 | 4.05 | 4.05 | 4.05 | 4.05
2175 | 0 | 0 | 4.05 | 4.05 | 4.05 | 4.05
2176 | 0 | 0 | 2.762 | 2.762 | 2.762 | 2.762
2177 | 0 | 0 | 3.96 | 3.96 | 3.96 | 3.96
2178 | 1 | 1 | 3.89 | 3.89 | 3.89 | 3.89
2179 | 0 | 0 | 3.82 | 3.82 | 3.82 | 3.82
2180 | 0 | 0 | 3.5 | 3.5 | 3.5 | 3.5
2181 | 0 | 0 | 2.5 | 2.5 | 2.5 | 2.5
2182 | 0 | 0 | 3.5 | 3.5 | 3.5 | 3.5
2183 | 0 | 0 | 3.5 | 3.5 | 3.5 | 3.5
2184 | 0 | 0 | 3.5 | 3.5 | 3.5 | 3.5
2185 | 0 | 0 | 3.52 | 3.52 | 3.52 | 3.52
2186 | 0 | 0 | 3.48 | 3.48 | 3.48 | 3.48
2187 | 0 | 0 | 3.45 | 3.45 | 3.45 | 3.45
2188 | 0 | 0 | 3.43 | 3.43 | 3.43 | 3.43
2189 | 0 | 0 | 3.49 | 3.49 | 3.49 | 3.49
2190 | 0 | 0 | 3.68 | 3.68 | 3.68 | 3.68
2191 | 0 | 0 | 3.88 | 3.88 | 3.88 | 3.88
2192 | 0 | 0 | 4 | 4 | 4 | 4
2193 | 0 | 0 | 4.05 | 4.05 | 4.05 | 4.05
2194 | 0 | 0 | 4.06 | 4.06 | 4.06 | 4.06
2195 | 0 | 0 | 4.06 | 4.06 | 4.06 | 4.06
2196 | 0 | 0 | 4.06 | 4.06 | 4.06 | 4.06
2197 | 0 | 0 | 4.06 | 4.06 | 4.06 | 4.06
2198 | 0 | 0 | 4.06 | 4.06 | 4.06 | 4.06
2199 | 0 | 0 | 4.06 | 4.06 | 4.06 | 4.06
2200 | 0 | 0 | 4.06 | 4.06 | 4.06 | 4.06
2201 | 1 | 1 | 4.06 | 4.06 | 4.06 | 4.06
2202 | 0 | 0 | 4.05 | 4.05 | 4.05 | 4.05
2203 | 0 | 0 | 4.04 | 4.04 | 4.04 | 4.04
2204 | 0 | 0 | 4.03 | 4.03 | 4.03 | 4.03
2205 | 0 | 0 | 4.02 | 4.02 | 4.02 | 4.02
2206 | 0 | 0 | 4 | 4 | 4 | 4
2207 | 0 | 0 | 3.97 | 3.97 | 3.97 | 3.97
2208 | 0 | 0 | 3.94 | 3.94 | 3.94 | 3.94
2209 | 0 | 0 | 3.91 | 3.91 | 3.91 | 3.91
2210 | 0 | 0 | 3.87 | 3.87 | 3.87 | 3.87
2211 | 0 | 0 | 3.84 | 3.84 | 3.84 | 3.84
2212 | 0 | 0 | 3.81 | 3.81 | 3.81 | 3.81
2213 | 0 | 0 | 3.81 | 3.81 | 3.81 | 3.81
2214 | 0 | 0 | 3.88 | 3.88 | 3.88 | 3.88
2215 | 0 | 0 | 3.92 | 3.92 | 3.92 | 3.92
2216 | 0 | 0 | 3.18 | 3.18 | 3.18 | 3.18
2217 | 0 | 0 | 3.94 | 3.94 | 3.94 | 3.94
2218 | 0 | 0 | 3.95 | 3.95 | 3.95 | 3.95
2219 | 0 | 0 | 3.97 | 3.97 | 3.97 | 3.97
2220 | 0 | 0 | 3.97 | 3.97 | 3.97 | 3.97
2221 | 0 | 0 | 3.98 | 3.98 | 3.98 | 3.98
2222 | 0 | 0 | 3.97 | 3.97 | 3.97 | 3.97
2223 | 0 | 0 | 3.95 | 3.95 | 3.95 | 3.95
2224 | 0 | 0 | 3.9 | 3.9 | 3.9 | 3.9
2225 | 0 | 0 | 3.85 | 3.85 | 3.85 | 3.85
2226 | 0 | 0 | 3.8 | 3.8 | 3.8 | 3.8
2227 | 0 | 0 | 3.76 | 3.76 | 3.76 | 3.76
2228 | 0 | 0 | 3.73 | 3.73 | 3.73 | 3.73
2229 | 0 | 0 | 3.69 | 3.69 | 3.69 | 3.69
2230 | 0 | 0 | 3.66 | 3.66 | 3.66 | 3.66
2231 | 0 | 0 | 3.6 | 3.6 | 3.6 | 3.6
2232 | 0 | 0 | 3.56 | 3.56 | 3.56 | 3.56
2233 | 0 | 0 | 3.53 | 3.53 | 3.53 | 3.53
2234 | 1 | 1 | 3.51 | 3.51 | 3.51 | 3.51
2235 | 0 | 0 | 3.49 | 3.49 | 3.49 | 3.49
2236 | 0 | 0 | 3.48 | 3.48 | 3.48 | 3.48
2237 | 0 | 0 | 3.51 | 3.51 | 3.51 | 3.51
2238 | 0 | 0 | 3.56 | 3.56 | 3.56 | 3.56
2239 | 0 | 0 | 3.61 | 3.61 | 3.61 | 3.61
2240 | 0 | 0 | 3.65 | 3.65 | 3.65 | 3.65
2241 | 0 | 0 | 3.68 | 3.68 | 3.68 | 3.68
2242 | 0 | 0 | 2.7757 | 2.7757 | 2.7757 | 2.7757
2243 | 0 | 0 | 3.71 | 3.71 | 3.71 | 3.71
2244 | 0 | 0 | 3.72 | 3.72 | 3.72 | 3.72
2245 | 0 | 0 | 3.72 | 3.72 | 3.72 | 3.72
2246 | 0 | 0 | 3.72 | 3.72 | 3.72 | 3.72
2247 | 0 | 0 | 3.72 | 3.72 | 3.72 | 3.72
2248 | 0 | 0 | 3.7 | 3.7 | 3.7 | 3.7
2249 | 0 | 0 | 3.67 | 3.67 | 3.67 | 3.67
2250 | 0 | 0 | 3.63 | 3.63 | 3.63 | 3.63
2251 | 0 | 0 | 3.62 | 3.62 | 3.62 | 3.62
2252 | 0 | 0 | 3.59 | 3.59 | 3.59 | 3.59
2253 | 0 | 0 | 3.5 | 3.5 | 3.5 | 3.5
2254 | 0 | 0 | 3.5 | 3.5 | 3.5 | 3.5
2255 | 1 | 1 | 3.5 | 3.5 | 3.5 | 3.5
2256 | 0 | 0 | 3.5 | 3.5 | 3.5 | 3.5
2257 | 0 | 0 | 3.5 | 3.5 | 3.5 | 3.5
2258 | 0 | 0 | 3.5 | 3.5 | 3.5 | 3.5
2259 | 0 | 0 | 3.49 | 3.49 | 3.49 | 3.49
2260 | 0 | 0 | 3.48 | 3.48 | 3.48 | 3.48
2261 | 0 | 0 | 3.5 | 3.5 | 3.5 | 3.5
2262 | 0 | 0 | 3.56 | 3.56 | 3.56 | 3.56
2263 | 0 | 0 | 3.64 | 3.64 | 3.64 | 3.64
2264 | 0 | 0 | 3.69 | 3.69 | 3.69 | 3.69
2265 | 0 | 0 | 3.75 | 3.75 | 3.75 | 3.75
2266 | 0 | 0 | 3.79 | 3.79 | 3.79 | 3.79
2267 | 0 | 0 | 3.83 | 3.83 | 3.83 | 3.83
2268 | 0 | 0 | 3.86 | 3.86 | 3.86 | 3.86
2269 | 0 | 0 | 3.87 | 3.87 | 3.87 | 3.87
2270 | 0 | 0 | 2.6216 | 2.6216 | 2.6216 | 2.6216
2271 | 0 | 0 | 3.88 | 3.88 | 3.88 | 3.88
2272 | 0 | 0 | 3.86 | 3.86 | 3.86 | 3.86
2273 | 0 | 0 | 3.83 | 3.83 | 3.83 | 3.83
2274 | 0 | 0 | 3.5 | 3.5 | 3.5 | 3.5
2275 | 0 | 0 | 3.5 | 3.5 | 3.5 | 3.5
2276 | 1 | 1 | 3.5 | 3.5 | 3.5 | 3.5
2277 | 0 | 0 | 3.5 | 3.5 | 3.5 | 3.5
2278 | 0 | 0 | 3.5 | 3.5 | 3.5 | 3.5
2279 | 0 | 0 | 3.5 | 3.5 | 3.5 | 3.5
2280 | 0 | 0 | 3.5 | 3.5 | 3.5 | 3.5
2281 | 0 | 0 | 3.57 | 3.57 | 3.57 | 3.57
2282 | 0 | 0 | 3.55 | 3.55 | 3.55 | 3.55
2283 | 0 | 0 | 3.55 | 3.55 | 3.55 | 3.55
2284 | 0 | 0 | 3.54 | 3.54 | 3.54 | 3.54
2285 | 0 | 0 | 3.6 | 3.6 | 3.6 | 3.6
2286 | 0 | 0 | 3.72 | 3.72 | 3.72 | 3.72
2287 | 0 | 0 | 3.86 | 3.86 | 3.86 | 3.86
2288 | 0 | 0 | 3.99 | 3.99 | 3.99 | 3.99
2289 | 0 | 0 | 4.04 | 4.04 | 4.04 | 4.04
2290 | 0 | 0 | 4.06 | 4.06 | 4.06 | 4.06
2291 | 0 | 0 | 4.06 | 4.06 | 4.06 | 4.06
2292 | 0 | 0 | 4.06 | 4.06 | 4.06 | 4.06
2293 | 0 | 0 | 4.06 | 4.06 | 4.06 | 4.06
2294 | 0 | 0 | 4.06 | 4.06 | 4.06 | 4.06
2295 | 0 | 0 | 4.06 | 4.06 | 4.06 | 4.06
2296 | 0 | 0 | 4.06 | 4.06 | 4.06 | 4.06
2297 | 0 | 0 | 4.06 | 4.06 | 4.06 | 4.06
2298 | 0 | 0 | 4.04 | 4.04 | 4.04 | 4.04
2299 | 0 | 0 | 3.5 | 3.5 | 3.5 | 3.5
2300 | 0 | 0 | 3.5 | 3.5 | 3.5 | 3.5
2301 | 0 | 0 | 3.5 | 3.5 | 3.5 | 3.5
2302 | 0 | 0 | 3.5 | 3.5 | 3.5 | 3.5
2303 | 0 | 0 | 3.5 | 3.5 | 3.5 | 3.5
2304 | 0 | 0 | 3.5 | 3.5 | 3.5 | 3.5
2305 | 0 | 0 | 3.73 | 3.73 | 3.73 | 3.73
2306 | 0 | 0 | 3.68 | 3.68 | 3.68 | 3.68
2307 | 0 | 0 | 3.66 | 3.66 | 3.66 | 3.66
2308 | 0 | 0 | 3.63 | 3.63 | 3.63 | 3.63
2309 | 0 | 0 | 3.73 | 3.73 | 3.73 | 3.73
2310 | 0 | 0 | 3.94 | 3.94 | 3.94 | 3.94
2311 | 0 | 0 | 2.9938 | 2.9938 | 2.9938 | 2.9938
2312 | 0 | 0 | 4.06 | 4.06 | 4.06 | 4.06
2313 | 0 | 0 | 4.06 | 4.06 | 4.06 | 4.06
2314 | 0 | 0 | 4.06 | 4.06 | 4.06 | 4.06
2315 | 0 | 0 | 4.06 | 4.06 | 4.06 | 4.06
2316 | 0 | 0 | 4.06 | 4.06 | 4.06 | 4.06
2317 | 0 | 0 | 4.06 | 4.06 | 4.06 | 4.06
2318 | 0 | 0 | 4.06 | 4.06 | 4.06 | 4.06
2319 | 0 | 0 | 4.06 | 4.06 | 4.06 | 4.06
2320 | 0 | 0 | 4.06 | 4.06 | 4.06 | 4.06
2321 | 0 | 0 | 4.05 | 4.05 | 4.05 | 4.05
2322 | 0 | 0 | 4.04 | 4.04 | 4.04 | 4.04
2323 | 0 | 0 | 4.03 | 4.03 | 4.03 | 4.03
2324 | 0 | 0 | 4.01 | 4.01 | 4.01 | 4.01
2325 | 0 | 0 | 3.97 | 3.97 | 3.97 | 3.97
2326 | 0 | 0 | 3.93 | 3.93 | 3.93 | 3.93
2327 | 0 | 0 | 3.88 | 3.88 | 3.88 | 3.88
2328 | 0 | 0 | 3.83 | 3.83 | 3.83 | 3.83
2329 | 0 | 0 | 3.8 | 3.8 | 3.8 | 3.8
2330 | 0 | 0 | 3.77 | 3.77 | 3.77 | 3.77
2331 | 1 | 1 | 3.74 | 3.74 | 3.74 | 3.74
2332 | 0 | 0 | 3.72 | 3.72 | 3.72 | 3.72
2333 | 0 | 0 | 3.79 | 3.79 | 3.79 | 3.79
2334 | 0 | 0 | 3.94 | 3.94 | 3.94 | 3.94
2335 | 0 | 0 | 4 | 4 | 4 | 4
2336 | 0 | 0 | 4.01 | 4.01 | 4.01 | 4.01
2337 | 0 | 0 | 4.03 | 4.03 | 4.03 | 4.03
2338 | 0 | 0 | 4.04 | 4.04 | 4.04 | 4.04
2339 | 0 | 0 | 4.04 | 4.04 | 4.04 | 4.04
2340 | 0 | 0 | 4.05 | 4.05 | 4.05 | 4.05
2341 | 0 | 0 | 4.05 | 4.05 | 4.05 | 4.05
2342 | 0 | 0 | 4.05 | 4.05 | 4.05 | 4.05
2343 | 0 | 0 | 4.04 | 4.04 | 4.04 | 4.04
2344 | 0 | 0 | 4.04 | 4.04 | 4.04 | 4.04
2345 | 0 | 0 | 4.02 | 4.02 | 4.02 | 4.02
2346 | 0 | 0 | 3.99 | 3.99 | 3.99 | 3.99
2347 | 0 | 0 | 3.96 | 3.96 | 3.96 | 3.96
2348 | 0 | 0 | 3.93 | 3.93 | 3.93 | 3.93
2349 | 0 | 0 | 3.88 | 3.88 | 3.88 | 3.88
2350 | 0 | 0 | 3.1084 | 3.1084 | 3.1084 | 3.1084
2351 | 0 | 0 | 3.76 | 3.76 | 3.76 | 3.76
2352 | 0 | 0 | 3.71 | 3.71 | 3.71 | 3.71
2353 | 0 | 0 | 3.67 | 3.67 | 3.67 | 3.67
2354 | 0 | 0 | 3.64 | 3.64 | 3.64 | 3.64
2355 | 0 | 0 | 3.61 | 3.61 | 3.61 | 3.61
2356 | 0 | 0 | 3.6 | 3.6 | 3.6 | 3.6
2357 | 0 | 0 | 3.65 | 3.65 | 3.65 | 3.65
2358 | 0 | 0 | 3.74 | 3.74 | 3.74 | 3.74
2359 | 0 | 0 | 3.83 | 3.83 | 3.83 | 3.83
2360 | 0 | 0 | 3.91 | 3.91 | 3.91 | 3.91
2361 | 0 | 0 | 3.97 | 3.97 | 3.97 | 3.97
2362 | 0 | 0 | 4.01 | 4.01 | 4.01 | 4.01
2363 | 0 | 0 | 4.03 | 4.03 | 4.03 | 4.03
2364 | 0 | 0 | 4.04 | 4.04 | 4.04 | 4.04
2365 | 0 | 0 | 4.04 | 4.04 | 4.04 | 4.04
2366 | 0 | 0 | 4.03 | 4.03 | 4.03 | 4.03
2367 | 0 | 0 | 4.03 | 4.03 | 4.03 | 4.03
2368 | 0 | 0 | 4 | 4 | 4 | 4
2369 | 0 | 0 | 3.94 | 3.94 | 3.94 | 3.94
2370 | 1 | 1 | 3.86 | 3.86 | 3.86 | 3.86
2371 | 0 | 0 | 3.8 | 3.8 | 3.8 | 3.8
2372 | 0 | 0 | 3.74 | 3.74 | 3.74 | 3.74
2373 | 0 | 0 | 3.68 | 3.68 | 3.68 | 3.68
2374 | 0 | 0 | 3.6 | 3.6 | 3.6 | 3.6
2375 | 0 | 0 | 3.55 | 3.55 | 3.55 | 3.55
2376 | 0 | 0 | 3.5 | 3.5 | 3.5 | 3.5
2377 | 0 | 0 | 3.45 | 3.45 | 3.45 | 3.45
2378 | 0 | 0 | 3.41 | 3.41 | 3.41 | 3.41
2379 | 0 | 0 | 3.38 | 3.38 | 3.38 | 3.38
2380 | 0 | 0 | 3.36 | 3.36 | 3.36 | 3.36
2381 | 0 | 0 | 3.43 | 3.43 | 3.43 | 3.43
2382 | 0 | 0 | 3.54 | 3.54 | 3.54 | 3.54
2383 | 0 | 0 | 3.66 | 3.66 | 3.66 | 3.66
2384 | 0 | 0 | 3.77 | 3.77 | 3.77 | 3.77
2385 | 0 | 0 | 3.1298 | 3.1298 | 3.1298 | 3.1298
2386 | 0 | 0 | 3.92 | 3.92 | 3.92 | 3.92
2387 | 0 | 0 | 3.95 | 3.95 | 3.95 | 3.95
2388 | 0 | 0 | 3.98 | 3.98 | 3.98 | 3.98
2389 | 0 | 0 | 3.99 | 3.99 | 3.99 | 3.99
2390 | 1 | 1 | 3.98 | 3.98 | 3.98 | 3.98
2391 | 0 | 0 | 3.96 | 3.96 | 3.96 | 3.96
2392 | 0 | 0 | 3.92 | 3.92 | 3.92 | 3.92
2393 | 0 | 0 | 3.83 | 3.83 | 3.83 | 3.83
2394 | 0 | 0 | 3.73 | 3.73 | 3.73 | 3.73
2395 | 0 | 0 | 3.65 | 3.65 | 3.65 | 3.65
2396 | 0 | 0 | 3.58 | 3.58 | 3.58 | 3.58
2397 | 0 | 0 | 3.52 | 3.52 | 3.52 | 3.52
2398 | 1 | 1 | 3.46 | 3.46 | 3.46 | 3.46
2399 | 1 | 1 | 3.4 | 3.4 | 3.4 | 3.4
2400 | 0 | 0 | 3.36 | 3.36 | 3.36 | 3.36
2401 | 0 | 0 | 3.32 | 3.32 | 3.32 | 3.32
2402 | 0 | 0 | 3.28 | 3.28 | 3.28 | 3.28
2403 | 0 | 0 | 3.25 | 3.25 | 3.25 | 3.25
2404 | 0 | 0 | 3.22 | 3.22 | 3.22 | 3.22
2405 | 0 | 0 | 3.29 | 3.29 | 3.29 | 3.29
2406 | 0 | 0 | 3.42 | 3.42 | 3.42 | 3.42
2407 | 0 | 0 | 3.55 | 3.55 | 3.55 | 3.55
2408 | 0 | 0 | 3.64 | 3.64 | 3.64 | 3.64
2409 | 0 | 0 | 3.72 | 3.72 | 3.72 | 3.72
2410 | 0 | 0 | 3.77 | 3.77 | 3.77 | 3.77
2411 | 0 | 0 | 3.81 | 3.81 | 3.81 | 3.81
2412 | 0 | 0 | 3.84 | 3.84 | 3.84 | 3.84
2413 | 0 | 0 | 3.85 | 3.85 | 3.85 | 3.85
2414 | 0 | 0 | 3.83 | 3.83 | 3.83 | 3.83
2415 | 0 | 0 | 3.8 | 3.8 | 3.8 | 3.8
2416 | 0 | 0 | 3.75 | 3.75 | 3.75 | 3.75
2417 | 0 | 0 | 3.67 | 3.67 | 3.67 | 3.67
2418 | 0 | 0 | 3.6 | 3.6 | 3.6 | 3.6
2419 | 0 | 0 | 2.743 | 2.743 | 2.743 | 2.743
2420 | 0 | 0 | 3.49 | 3.49 | 3.49 | 3.49
2421 | 1 | 1 | 3.43 | 3.43 | 3.43 | 3.43
2422 | 1 | 1 | 3.39 | 3.39 | 3.39 | 3.39
2423 | 0 | 0 | 3.36 | 3.36 | 3.36 | 3.36
2424 | 0 | 0 | 3.33 | 3.33 | 3.33 | 3.33
2425 | 0 | 0 | 3.3 | 3.3 | 3.3 | 3.3
2426 | 0 | 0 | 3.28 | 3.28 | 3.28 | 3.28
2427 | 0 | 0 | 3.27 | 3.27 | 3.27 | 3.27
2428 | 0 | 0 | 3.26 | 3.26 | 3.26 | 3.26
2429 | 0 | 0 | 3.29 | 3.29 | 3.29 | 3.29
2430 | 0 | 0 | 3.35 | 3.35 | 3.35 | 3.35
2431 | 0 | 0 | 3.42 | 3.42 | 3.42 | 3.42
2432 | 0 | 0 | 3.47 | 3.47 | 3.47 | 3.47
2433 | 0 | 0 | 3.52 | 3.52 | 3.52 | 3.52
2434 | 0 | 0 | 3.57 | 3.57 | 3.57 | 3.57
2435 | 0 | 0 | 3.59 | 3.59 | 3.59 | 3.59
2436 | 0 | 0 | 3.61 | 3.61 | 3.61 | 3.61
2437 | 0 | 0 | 3.61 | 3.61 | 3.61 | 3.61
2438 | 0 | 0 | 3.59 | 3.59 | 3.59 | 3.59
2439 | 0 | 0 | 3.57 | 3.57 | 3.57 | 3.57
2440 | 0 | 0 | 3.53 | 3.53 | 3.53 | 3.53
2441 | 0 | 0 | 3.48 | 3.48 | 3.48 | 3.48
2442 | 0 | 0 | 3.42 | 3.42 | 3.42 | 3.42
2443 | 0 | 0 | 3.39 | 3.39 | 3.39 | 3.39
2444 | 0 | 0 | 3.36 | 3.36 | 3.36 | 3.36
2445 | 0 | 0 | 2.6156 | 2.6156 | 2.6156 | 2.6156
2446 | 0 | 0 | 3.3 | 3.3 | 3.3 | 3.3
2447 | 0 | 0 | 3.27 | 3.27 | 3.27 | 3.27
2448 | 0 | 0 | 3.25 | 3.25 | 3.25 | 3.25
2449 | 0 | 0 | 3.23 | 3.23 | 3.23 | 3.23
2450 | 0 | 0 | 3.21 | 3.21 | 3.21 | 3.21
2451 | 0 | 0 | 3.2 | 3.2 | 3.2 | 3.2
2452 | 0 | 0 | 3.19 | 3.19 | 3.19 | 3.19
2453 | 0 | 0 | 3.23 | 3.23 | 3.23 | 3.23
2454 | 0 | 0 | 3.29 | 3.29 | 3.29 | 3.29
2455 | 0 | 0 | 3.37 | 3.37 | 3.37 | 3.37
2456 | 0 | 0 | 3.44 | 3.44 | 3.44 | 3.44
2457 | 0 | 0 | 3.5 | 3.5 | 3.5 | 3.5
2458 | 0 | 0 | 3.54 | 3.54 | 3.54 | 3.54
2459 | 0 | 0 | 3.57 | 3.57 | 3.57 | 3.57
2460 | 0 | 0 | 3.59 | 3.59 | 3.59 | 3.59
2461 | 0 | 0 | 3.6 | 3.6 | 3.6 | 3.6
2462 | 0 | 0 | 3.59 | 3.59 | 3.59 | 3.59
2463 | 0 | 0 | 3.56 | 3.56 | 3.56 | 3.56
2464 | 0 | 0 | 3.52 | 3.52 | 3.52 | 3.52
2465 | 0 | 0 | 3.45 | 3.45 | 3.45 | 3.45
2466 | 0 | 0 | 3.38 | 3.38 | 3.38 | 3.38
2467 | 1 | 1 | 3.34 | 3.34 | 3.34 | 3.34
2468 | 0 | 0 | 3.31 | 3.31 | 3.31 | 3.31
2469 | 0 | 0 | 3.28 | 3.28 | 3.28 | 3.28
2470 | 0 | 0 | 3.26 | 3.26 | 3.26 | 3.26
2471 | 0 | 0 | 3.24 | 3.24 | 3.24 | 3.24
2472 | 0 | 0 | 3.23 | 3.23 | 3.23 | 3.23
2473 | 0 | 0 | 3.21 | 3.21 | 3.21 | 3.21
2474 | 0 | 0 | 3.2 | 3.2 | 3.2 | 3.2
2475 | 0 | 0 | 3.19 | 3.19 | 3.19 | 3.19
2476 | 0 | 0 | 3.19 | 3.19 | 3.19 | 3.19
2477 | 0 | 0 | 3.23 | 3.23 | 3.23 | 3.23
2478 | 0 | 0 | 3.31 | 3.31 | 3.31 | 3.31
2479 | 0 | 0 | 3.4 | 3.4 | 3.4 | 3.4
2480 | 0 | 0 | 3.5 | 3.5 | 3.5 | 3.5
2481 | 0 | 0 | 3.61 | 3.61 | 3.61 | 3.61
2482 | 0 | 0 | 3.67 | 3.67 | 3.67 | 3.67
2483 | 0 | 0 | 3.73 | 3.73 | 3.73 | 3.73
2484 | 0 | 0 | 3.76 | 3.76 | 3.76 | 3.76
2485 | 0 | 0 | 3.78 | 3.78 | 3.78 | 3.78
2486 | 0 | 0 | 3.78 | 3.78 | 3.78 | 3.78
2487 | 0 | 0 | 3.77 | 3.77 | 3.77 | 3.77
2488 | 0 | 0 | 3.73 | 3.73 | 3.73 | 3.73
2489 | 0 | 0 | 3.68 | 3.68 | 3.68 | 3.68
2490 | 0 | 0 | 3.62 | 3.62 | 3.62 | 3.62
2491 | 0 | 0 | 2.7923 | 2.7923 | 2.7923 | 2.7923
2492 | 0 | 0 | 3.55 | 3.55 | 3.55 | 3.55
2493 | 0 | 0 | 3.51 | 3.51 | 3.51 | 3.51
2494 | 0 | 0 | 3.48 | 3.48 | 3.48 | 3.48
2495 | 0 | 0 | 3.46 | 3.46 | 3.46 | 3.46
2496 | 1 | 1 | 3.44 | 3.44 | 3.44 | 3.44
2497 | 0 | 0 | 3.41 | 3.41 | 3.41 | 3.41
2498 | 0 | 0 | 3.39 | 3.39 | 3.39 | 3.39
2499 | 0 | 0 | 3.36 | 3.36 | 3.36 | 3.36
2500 | 0 | 0 | 3.35 | 3.35 | 3.35 | 3.35
2501 | 0 | 0 | 3.43 | 3.43 | 3.43 | 3.43
2502 | 0 | 0 | 3.58 | 3.58 | 3.58 | 3.58
2503 | 0 | 0 | 3.74 | 3.74 | 3.74 | 3.74
2504 | 0 | 0 | 3.91 | 3.91 | 3.91 | 3.91
2505 | 0 | 0 | 4.01 | 4.01 | 4.01 | 4.01
2506 | 0 | 0 | 4.05 | 4.05 | 4.05 | 4.05
2507 | 0 | 0 | 4.05 | 4.05 | 4.05 | 4.05
2508 | 0 | 0 | 4.06 | 4.06 | 4.06 | 4.06
2509 | 0 | 0 | 4.06 | 4.06 | 4.06 | 4.06
2510 | 0 | 0 | 4.06 | 4.06 | 4.06 | 4.06
2511 | 0 | 0 | 4.06 | 4.06 | 4.06 | 4.06
2512 | 0 | 0 | 4.05 | 4.05 | 4.05 | 4.05
2513 | 0 | 0 | 4.03 | 4.03 | 4.03 | 4.03
2514 | 0 | 0 | 3.96 | 3.96 | 3.96 | 3.96
2515 | 0 | 0 | 3.0842 | 3.0842 | 3.0842 | 3.0842
2516 | 1 | 1 | 3.82 | 3.82 | 3.82 | 3.82
2517 | 0 | 0 | 3.73 | 3.73 | 3.73 | 3.73
2518 | 0 | 0 | 3.66 | 3.66 | 3.66 | 3.66
2519 | 0 | 0 | 3.57 | 3.57 | 3.57 | 3.57
2520 | 0 | 0 | 3.51 | 3.51 | 3.51 | 3.51
2521 | 0 | 0 | 3.44 | 3.44 | 3.44 | 3.44
2522 | 0 | 0 | 3.4 | 3.4 | 3.4 | 3.4
2523 | 0 | 0 | 3.36 | 3.36 | 3.36 | 3.36
2524 | 0 | 0 | 3.35 | 3.35 | 3.35 | 3.35
2525 | 0 | 0 | 3.51 | 3.51 | 3.51 | 3.51
2526 | 0 | 0 | 3.74 | 3.74 | 3.74 | 3.74
2527 | 0 | 0 | 3.93 | 3.93 | 3.93 | 3.93
2528 | 0 | 0 | 4.03 | 4.03 | 4.03 | 4.03
2529 | 0 | 0 | 4.05 | 4.05 | 4.05 | 4.05
2530 | 0 | 0 | 4.06 | 4.06 | 4.06 | 4.06
2531 | 0 | 0 | 4.06 | 4.06 | 4.06 | 4.06
2532 | 0 | 0 | 4.06 | 4.06 | 4.06 | 4.06
2533 | 0 | 0 | 4.06 | 4.06 | 4.06 | 4.06
2534 | 0 | 0 | 4.06 | 4.06 | 4.06 | 4.06
2535 | 0 | 0 | 4.06 | 4.06 | 4.06 | 4.06
2536 | 0 | 0 | 4.06 | 4.06 | 4.06 | 4.06
2537 | 0 | 0 | 4.06 | 4.06 | 4.06 | 4.06
2538 | 0 | 0 | 4.04 | 4.04 | 4.04 | 4.04
2539 | 0 | 0 | 4.01 | 4.01 | 4.01 | 4.01
2540 | 0 | 0 | 3.97 | 3.97 | 3.97 | 3.97
2541 | 1 | 1 | 3.92 | 3.92 | 3.92 | 3.92
2542 | 0 | 0 | 3.88 | 3.88 | 3.88 | 3.88
2543 | 0 | 0 | 3.82 | 3.82 | 3.82 | 3.82
2544 | 0 | 0 | 3.77 | 3.77 | 3.77 | 3.77
2545 | 0 | 0 | 3.73 | 3.73 | 3.73 | 3.73
2546 | 0 | 0 | 3.69 | 3.69 | 3.69 | 3.69
2547 | 0 | 0 | 3.67 | 3.67 | 3.67 | 3.67
2548 | 0 | 0 | 3.68 | 3.68 | 3.68 | 3.68
2549 | 0 | 0 | 3.81 | 3.81 | 3.81 | 3.81
2550 | 0 | 0 | 3.96 | 3.96 | 3.96 | 3.96
2551 | 0 | 0 | 4.05 | 4.05 | 4.05 | 4.05
2552 | 0 | 0 | 4.06 | 4.06 | 4.06 | 4.06
2553 | 0 | 0 | 3.1679 | 3.1679 | 3.1679 | 3.1679
2554 | 0 | 0 | 4.06 | 4.06 | 4.06 | 4.06
2555 | 0 | 0 | 4.06 | 4.06 | 4.06 | 4.06
2556 | 0 | 0 | 4.06 | 4.06 | 4.06 | 4.06
2557 | 0 | 0 | 4.06 | 4.06 | 4.06 | 4.06
2558 | 0 | 0 | 4.06 | 4.06 | 4.06 | 4.06
2559 | 0 | 0 | 4.06 | 4.06 | 4.06 | 4.06
2560 | 0 | 0 | 4.06 | 4.06 | 4.06 | 4.06
2561 | 0 | 0 | 4.06 | 4.06 | 4.06 | 4.06
2562 | 0 | 0 | 4.05 | 4.05 | 4.05 | 4.05
2563 | 0 | 0 | 4.04 | 4.04 | 4.04 | 4.04
2564 | 0 | 0 | 4.02 | 4.02 | 4.02 | 4.02
2565 | 0 | 0 | 3.98 | 3.98 | 3.98 | 3.98
2566 | 0 | 0 | 3.93 | 3.93 | 3.93 | 3.93
2567 | 0 | 0 | 3.87 | 3.87 | 3.87 | 3.87
2568 | 0 | 0 | 3.8 | 3.8 | 3.8 | 3.8
2569 | 0 | 0 | 3.75 | 3.75 | 3.75 | 3.75
2570 | 0 | 0 | 3.71 | 3.71 | 3.71 | 3.71
2571 | 0 | 0 | 3.67 | 3.67 | 3.67 | 3.67
2572 | 0 | 0 | 3.67 | 3.67 | 3.67 | 3.67
2573 | 0 | 0 | 3.86 | 3.86 | 3.86 | 3.86
2574 | 0 | 0 | 4.03 | 4.03 | 4.03 | 4.03
2575 | 0 | 0 | 4.06 | 4.06 | 4.06 | 4.06
2576 | 0 | 0 | 4.06 | 4.06 | 4.06 | 4.06
2577 | 0 | 0 | 4.06 | 4.06 | 4.06 | 4.06
2578 | 0 | 0 | 4.06 | 4.06 | 4.06 | 4.06
2579 | 0 | 0 | 4.06 | 4.06 | 4.06 | 4.06
2580 | 0 | 0 | 4.06 | 4.06 | 4.06 | 4.06
2581 | 0 | 0 | 4.06 | 4.06 | 4.06 | 4.06
2582 | 0 | 0 | 4.06 | 4.06 | 4.06 | 4.06
2583 | 0 | 0 | 4.06 | 4.06 | 4.06 | 4.06
2584 | 0 | 0 | 4.06 | 4.06 | 4.06 | 4.06
2585 | 0 | 0 | 4.06 | 4.06 | 4.06 | 4.06
2586 | 0 | 0 | 4.06 | 4.06 | 4.06 | 4.06
2587 | 0 | 0 | 4.05 | 4.05 | 4.05 | 4.05
2588 | 0 | 0 | 4.04 | 4.04 | 4.04 | 4.04
2589 | 0 | 0 | 4.03 | 4.03 | 4.03 | 4.03
2590 | 0 | 0 | 4 | 4 | 4 | 4
2591 | 0 | 0 | 3.95 | 3.95 | 3.95 | 3.95
2592 | 0 | 0 | 3.9 | 3.9 | 3.9 | 3.9
2593 | 0 | 0 | 3.84 | 3.84 | 3.84 | 3.84
2594 | 0 | 0 | 3.8 | 3.8 | 3.8 | 3.8
2595 | 0 | 0 | 3.77 | 3.77 | 3.77 | 3.77
2596 | 0 | 0 | 3.77 | 3.77 | 3.77 | 3.77
2597 | 0 | 0 | 3.96 | 3.96 | 3.96 | 3.96
2598 | 0 | 0 | 4.05 | 4.05 | 4.05 | 4.05
2599 | 0 | 0 | 4.06 | 4.06 | 4.06 | 4.06
2600 | 0 | 0 | 4.06 | 4.06 | 4.06 | 4.06
2601 | 0 | 0 | 4.06 | 4.06 | 4.06 | 4.06
2602 | 0 | 0 | 4.06 | 4.06 | 4.06 | 4.06
2603 | 0 | 0 | 4.06 | 4.06 | 4.06 | 4.06
2604 | 0 | 0 | 4.06 | 4.06 | 4.06 | 4.06
2605 | 0 | 0 | 4.06 | 4.06 | 4.06 | 4.06
2606 | 0 | 0 | 4.06 | 4.06 | 4.06 | 4.06
2607 | 0 | 0 | 4.06 | 4.06 | 4.06 | 4.06
2608 | 0 | 0 | 3.4048 | 3.4048 | 3.4048 | 3.4048
2609 | 0 | 0 | 4.06 | 4.06 | 4.06 | 4.06
2610 | 0 | 0 | 4.05 | 4.05 | 4.05 | 4.05
2611 | 0 | 0 | 4.04 | 4.04 | 4.04 | 4.04
2612 | 0 | 0 | 4.03 | 4.03 | 4.03 | 4.03
2613 | 0 | 0 | 4 | 4 | 4 | 4
2614 | 0 | 0 | 3.96 | 3.96 | 3.96 | 3.96
2615 | 0 | 0 | 3.88 | 3.88 | 3.88 | 3.88
2616 | 0 | 0 | 3.82 | 3.82 | 3.82 | 3.82
2617 | 0 | 0 | 3.77 | 3.77 | 3.77 | 3.77
2618 | 0 | 0 | 3.71 | 3.71 | 3.71 | 3.71
2619 | 0 | 0 | 3.67 | 3.67 | 3.67 | 3.67
2620 | 0 | 0 | 3.68 | 3.68 | 3.68 | 3.68
2621 | 0 | 0 | 3.91 | 3.91 | 3.91 | 3.91
2622 | 0 | 0 | 4.03 | 4.03 | 4.03 | 4.03
2623 | 0 | 0 | 4.06 | 4.06 | 4.06 | 4.06
2624 | 0 | 0 | 4.06 | 4.06 | 4.06 | 4.06
2625 | 0 | 0 | 4.06 | 4.06 | 4.06 | 4.06
2626 | 0 | 0 | 4.06 | 4.06 | 4.06 | 4.06
2627 | 0 | 0 | 4.06 | 4.06 | 4.06 | 4.06
2628 | 0 | 0 | 4.06 | 4.06 | 4.06 | 4.06
2629 | 0 | 0 | 4.06 | 4.06 | 4.06 | 4.06
2630 | 0 | 0 | 4.06 | 4.06 | 4.06 | 4.06
2631 | 0 | 0 | 4.06 | 4.06 | 4.06 | 4.06
2632 | 0 | 0 | 4.06 | 4.06 | 4.06 | 4.06
2633 | 0 | 0 | 4.06 | 4.06 | 4.06 | 4.06
2634 | 0 | 0 | 4.06 | 4.06 | 4.06 | 4.06
2635 | 0 | 0 | 4.03 | 4.03 | 4.03 | 4.03
2636 | 0 | 0 | 4 | 4 | 4 | 4
2637 | 0 | 0 | 3.96 | 3.96 | 3.96 | 3.96
2638 | 0 | 0 | 3.9 | 3.9 | 3.9 | 3.9
2639 | 0 | 0 | 3.81 | 3.81 | 3.81 | 3.81
2640 | 0 | 0 | 3.74 | 3.74 | 3.74 | 3.74
2641 | 0 | 0 | 3.67 | 3.67 | 3.67 | 3.67
2642 | 0 | 0 | 3.6 | 3.6 | 3.6 | 3.6
2643 | 0 | 0 | 3.57 | 3.57 | 3.57 | 3.57
2644 | 0 | 0 | 3.61 | 3.61 | 3.61 | 3.61
2645 | 0 | 0 | 3.89 | 3.89 | 3.89 | 3.89
2646 | 0 | 0 | 4.05 | 4.05 | 4.05 | 4.05
2647 | 0 | 0 | 4.06 | 4.06 | 4.06 | 4.06
2648 | 0 | 0 | 4.06 | 4.06 | 4.06 | 4.06
2649 | 0 | 0 | 4.06 | 4.06 | 4.06 | 4.06
2650 | 0 | 0 | 4.06 | 4.06 | 4.06 | 4.06
2651 | 0 | 0 | 4.06 | 4.06 | 4.06 | 4.06
2652 | 0 | 0 | 4.06 | 4.06 | 4.06 | 4.06
2653 | 0 | 0 | 4.06 | 4.06 | 4.06 | 4.06
2654 | 0 | 0 | 4.06 | 4.06 | 4.06 | 4.06
2655 | 0 | 0 | 4.06 | 4.06 | 4.06 | 4.06
2656 | 0 | 0 | 4.06 | 4.06 | 4.06 | 4.06
2657 | 0 | 0 | 4.06 | 4.06 | 4.06 | 4.06
2658 | 0 | 0 | 3.1439 | 3.1439 | 3.1439 | 3.1439
2659 | 1 | 1 | 4.05 | 4.05 | 4.05 | 4.05
2660 | 0 | 0 | 4.04 | 4.04 | 4.04 | 4.04
2661 | 0 | 0 | 4.02 | 4.02 | 4.02 | 4.02
2662 | 0 | 0 | 3.99 | 3.99 | 3.99 | 3.99
2663 | 0 | 0 | 3.95 | 3.95 | 3.95 | 3.95
2664 | 0 | 0 | 3.89 | 3.89 | 3.89 | 3.89
2665 | 0 | 0 | 3.82 | 3.82 | 3.82 | 3.82
2666 | 0 | 0 | 3.78 | 3.78 | 3.78 | 3.78
2667 | 0 | 0 | 3.75 | 3.75 | 3.75 | 3.75
2668 | 0 | 0 | 3.78 | 3.78 | 3.78 | 3.78
2669 | 0 | 0 | 4 | 4 | 4 | 4
2670 | 0 | 0 | 4.06 | 4.06 | 4.06 | 4.06
2671 | 0 | 0 | 4.06 | 4.06 | 4.06 | 4.06
2672 | 0 | 0 | 4.06 | 4.06 | 4.06 | 4.06
2673 | 0 | 0 | 4.06 | 4.06 | 4.06 | 4.06
2674 | 0 | 0 | 4.06 | 4.06 | 4.06 | 4.06
2675 | 0 | 0 | 4.06 | 4.06 | 4.06 | 4.06
2676 | 0 | 0 | 4.06 | 4.06 | 4.06 | 4.06
2677 | 0 | 0 | 4.06 | 4.06 | 4.06 | 4.06
2678 | 0 | 0 | 4.06 | 4.06 | 4.06 | 4.06
2679 | 0 | 0 | 4.06 | 4.06 | 4.06 | 4.06
2680 | 0 | 0 | 4.06 | 4.06 | 4.06 | 4.06
2681 | 0 | 0 | 4.06 | 4.06 | 4.06 | 4.06
2682 | 1 | 1 | 4.06 | 4.06 | 4.06 | 4.06
2683 | 0 | 0 | 4.06 | 4.06 | 4.06 | 4.06
2684 | 0 | 0 | 4.06 | 4.06 | 4.06 | 4.06
2685 | 0 | 0 | 4.05 | 4.05 | 4.05 | 4.05
2686 | 0 | 0 | 4.05 | 4.05 | 4.05 | 4.05
2687 | 0 | 0 | 4.04 | 4.04 | 4.04 | 4.04
2688 | 0 | 0 | 4.03 | 4.03 | 4.03 | 4.03
2689 | 0 | 0 | 4.02 | 4.02 | 4.02 | 4.02
2690 | 0 | 0 | 4 | 4 | 4 | 4
2691 | 0 | 0 | 3.98 | 3.98 | 3.98 | 3.98
2692 | 1 | 1 | 3.99 | 3.99 | 3.99 | 3.99
2693 | 1 | 1 | 4.04 | 4.04 | 4.04 | 4.04
2694 | 1 | 1 | 4.06 | 4.06 | 4.06 | 4.06
2695 | 0 | 0 | 4.06 | 4.06 | 4.06 | 4.06
2696 | 0 | 0 | 4.06 | 4.06 | 4.06 | 4.06
2697 | 0 | 0 | 4.06 | 4.06 | 4.06 | 4.06
2698 | 0 | 0 | 4.06 | 4.06 | 4.06 | 4.06
2699 | 0 | 0 | 4.06 | 4.06 | 4.06 | 4.06
2700 | 0 | 0 | 4.06 | 4.06 | 4.06 | 4.06
2701 | 0 | 0 | 3.1278 | 3.1278 | 3.1278 | 3.1278
2702 | 0 | 0 | 4.06 | 4.06 | 4.06 | 4.06
2703 | 0 | 0 | 4.06 | 4.06 | 4.06 | 4.06
2704 | 0 | 0 | 4.06 | 4.06 | 4.06 | 4.06
2705 | 0 | 0 | 4.06 | 4.06 | 4.06 | 4.06
2706 | 0 | 0 | 4.06 | 4.06 | 4.06 | 4.06
2707 | 0 | 0 | 3.5 | 3.5 | 3.5 | 3.5
2708 | 1 | 1 | 3.5 | 3.5 | 3.5 | 3.5
2709 | 0 | 0 | 4.05 | 4.05 | 4.05 | 4.05
2710 | 0 | 0 | 4.05 | 4.05 | 4.05 | 4.05
2711 | 0 | 0 | 4.05 | 4.05 | 4.05 | 4.05
2712 | 0 | 0 | 4.04 | 4.04 | 4.04 | 4.04
2713 | 0 | 0 | 4.04 | 4.04 | 4.04 | 4.04
2714 | 0 | 0 | 4.03 | 4.03 | 4.03 | 4.03
2715 | 0 | 0 | 4.02 | 4.02 | 4.02 | 4.02
2716 | 0 | 0 | 4.03 | 4.03 | 4.03 | 4.03
2717 | 0 | 0 | 4.06 | 4.06 | 4.06 | 4.06
2718 | 0 | 0 | 4.06 | 4.06 | 4.06 | 4.06
2719 | 0 | 0 | 4.06 | 4.06 | 4.06 | 4.06
2720 | 0 | 0 | 4.06 | 4.06 | 4.06 | 4.06
2721 | 0 | 0 | 4.06 | 4.06 | 4.06 | 4.06
2722 | 0 | 0 | 4.06 | 4.06 | 4.06 | 4.06
2723 | 0 | 0 | 4.06 | 4.06 | 4.06 | 4.06
2724 | 0 | 0 | 4.06 | 4.06 | 4.06 | 4.06
2725 | 0 | 0 | 4.06 | 4.06 | 4.06 | 4.06
2726 | 1 | 1 | 4.06 | 4.06 | 4.06 | 4.06
2727 | 0 | 0 | 4.06 | 4.06 | 4.06 | 4.06
2728 | 0 | 0 | 4.06 | 4.06 | 4.06 | 4.06
2729 | 0 | 0 | 4.05 | 4.05 | 4.05 | 4.05
2730 | 0 | 0 | 3.2177 | 3.2177 | 3.2177 | 3.2177
2731 | 0 | 0 | 4.02 | 4.02 | 4.02 | 4.02
2732 | 0 | 0 | 4 | 4 | 4 | 4
2733 | 0 | 0 | 3.97 | 3.97 | 3.97 | 3.97
2734 | 0 | 0 | 3.94 | 3.94 | 3.94 | 3.94
2735 | 0 | 0 | 3.87 | 3.87 | 3.87 | 3.87
2736 | 0 | 0 | 3.84 | 3.84 | 3.84 | 3.84
2737 | 0 | 0 | 3.81 | 3.81 | 3.81 | 3.81
2738 | 1 | 1 | 3.81 | 3.81 | 3.81 | 3.81
2739 | 1 | 1 | 3.8 | 3.8 | 3.8 | 3.8
2740 | 0 | 0 | 3.84 | 3.84 | 3.84 | 3.84
2741 | 0 | 0 | 4 | 4 | 4 | 4
2742 | 0 | 0 | 4.06 | 4.06 | 4.06 | 4.06
2743 | 0 | 0 | 4.06 | 4.06 | 4.06 | 4.06
2744 | 0 | 0 | 4.06 | 4.06 | 4.06 | 4.06
2745 | 0 | 0 | 4.06 | 4.06 | 4.06 | 4.06
2746 | 0 | 0 | 4.06 | 4.06 | 4.06 | 4.06
2747 | 0 | 0 | 4.06 | 4.06 | 4.06 | 4.06
2748 | 0 | 0 | 4.06 | 4.06 | 4.06 | 4.06
2749 | 0 | 0 | 4.06 | 4.06 | 4.06 | 4.06
2750 | 0 | 0 | 4.06 | 4.06 | 4.06 | 4.06
2751 | 0 | 0 | 4.06 | 4.06 | 4.06 | 4.06
2752 | 0 | 0 | 4.06 | 4.06 | 4.06 | 4.06
2753 | 0 | 0 | 4.06 | 4.06 | 4.06 | 4.06
2754 | 0 | 0 | 4.06 | 4.06 | 4.06 | 4.06
2755 | 0 | 0 | 4.06 | 4.06 | 4.06 | 4.06
2756 | 0 | 0 | 4.05 | 4.05 | 4.05 | 4.05
2757 | 0 | 0 | 3.4537 | 3.4537 | 3.4537 | 3.4537
2758 | 0 | 0 | 4.01 | 4.01 | 4.01 | 4.01
2759 | 0 | 0 | 4 | 4 | 4 | 4
2760 | 0 | 0 | 3.97 | 3.97 | 3.97 | 3.97
2761 | 0 | 0 | 3.95 | 3.95 | 3.95 | 3.95
2762 | 0 | 0 | 3.92 | 3.92 | 3.92 | 3.92
2763 | 0 | 0 | 3.91 | 3.91 | 3.91 | 3.91
2764 | 0 | 0 | 3.91 | 3.91 | 3.91 | 3.91
2765 | 0 | 0 | 3.94 | 3.94 | 3.94 | 3.94
2766 | 0 | 0 | 3.95 | 3.95 | 3.95 | 3.95
2767 | 0 | 0 | 3.95 | 3.95 | 3.95 | 3.95
2768 | 0 | 0 | 3.96 | 3.96 | 3.96 | 3.96
2769 | 0 | 0 | 3.96 | 3.96 | 3.96 | 3.96
2770 | 0 | 0 | 3.97 | 3.97 | 3.97 | 3.97
2771 | 0 | 0 | 3.97 | 3.97 | 3.97 | 3.97
2772 | 0 | 0 | 3.98 | 3.98 | 3.98 | 3.98
2773 | 0 | 0 | 3.97 | 3.97 | 3.97 | 3.97
2774 | 0 | 0 | 3.98 | 3.98 | 3.98 | 3.98
2775 | 0 | 0 | 3.98 | 3.98 | 3.98 | 3.98
2776 | 0 | 0 | 3.98 | 3.98 | 3.98 | 3.98
2777 | 0 | 0 | 3.97 | 3.97 | 3.97 | 3.97
2778 | 0 | 0 | 3.94 | 3.94 | 3.94 | 3.94
2779 | 0 | 0 | 3.91 | 3.91 | 3.91 | 3.91
2780 | 0 | 0 | 3.88 | 3.88 | 3.88 | 3.88
2781 | 0 | 0 | 3.86 | 3.86 | 3.86 | 3.86
2782 | 0 | 0 | 3.84 | 3.84 | 3.84 | 3.84
2783 | 0 | 0 | 3.85 | 3.85 | 3.85 | 3.85
2784 | 0 | 0 | 3.82 | 3.82 | 3.82 | 3.82
2785 | 0 | 0 | 3.79 | 3.79 | 3.79 | 3.79
2786 | 0 | 0 | 3.78 | 3.78 | 3.78 | 3.78
2787 | 0 | 0 | 3.77 | 3.77 | 3.77 | 3.77
2788 | 0 | 0 | 3.78 | 3.78 | 3.78 | 3.78
2789 | 0 | 0 | 3.89 | 3.89 | 3.89 | 3.89
2790 | 0 | 0 | 3.97 | 3.97 | 3.97 | 3.97
2791 | 0 | 0 | 4.01 | 4.01 | 4.01 | 4.01
2792 | 0 | 0 | 4.03 | 4.03 | 4.03 | 4.03
2793 | 0 | 0 | 4.02 | 4.02 | 4.02 | 4.02
2794 | 0 | 0 | 4.02 | 4.02 | 4.02 | 4.02
2795 | 0 | 0 | 4.01 | 4.01 | 4.01 | 4.01
2796 | 0 | 0 | 4.02 | 4.02 | 4.02 | 4.02
2797 | 0 | 0 | 4.03 | 4.03 | 4.03 | 4.03
2798 | 0 | 0 | 4.01 | 4.01 | 4.01 | 4.01
2799 | 0 | 0 | 3.99 | 3.99 | 3.99 | 3.99
2800 | 0 | 0 | 3.93 | 3.93 | 3.93 | 3.93
2801 | 0 | 0 | 3.87 | 3.87 | 3.87 | 3.87
2802 | 0 | 0 | 3.8 | 3.8 | 3.8 | 3.8
2803 | 0 | 0 | 3.76 | 3.76 | 3.76 | 3.76
2804 | 0 | 0 | 3.0808 | 3.0808 | 3.0808 | 3.0808
2805 | 0 | 0 | 3.71 | 3.71 | 3.71 | 3.71
2806 | 0 | 0 | 3.69 | 3.69 | 3.69 | 3.69
2807 | 0 | 0 | 3.67 | 3.67 | 3.67 | 3.67
2808 | 0 | 0 | 3.65 | 3.65 | 3.65 | 3.65
2809 | 0 | 0 | 3.63 | 3.63 | 3.63 | 3.63
2810 | 0 | 0 | 3.61 | 3.61 | 3.61 | 3.61
2811 | 0 | 0 | 3.59 | 3.59 | 3.59 | 3.59
2812 | 0 | 0 | 3.6 | 3.6 | 3.6 | 3.6
2813 | 0 | 0 | 3.65 | 3.65 | 3.65 | 3.65
2814 | 0 | 0 | 3.72 | 3.72 | 3.72 | 3.72
2815 | 0 | 0 | 3.78 | 3.78 | 3.78 | 3.78
2816 | 0 | 0 | 3.84 | 3.84 | 3.84 | 3.84
2817 | 0 | 0 | 3.89 | 3.89 | 3.89 | 3.89
2818 | 0 | 0 | 3.94 | 3.94 | 3.94 | 3.94
2819 | 0 | 0 | 3.97 | 3.97 | 3.97 | 3.97
2820 | 0 | 0 | 3.98 | 3.98 | 3.98 | 3.98
2821 | 0 | 0 | 4 | 4 | 4 | 4
2822 | 0 | 0 | 4.01 | 4.01 | 4.01 | 4.01
2823 | 0 | 0 | 4 | 4 | 4 | 4
2824 | 0 | 0 | 3.98 | 3.98 | 3.98 | 3.98
2825 | 0 | 0 | 3.94 | 3.94 | 3.94 | 3.94
2826 | 0 | 0 | 3.82 | 3.82 | 3.82 | 3.82
2827 | 0 | 0 | 3.0068 | 3.0068 | 3.0068 | 3.0068
2828 | 0 | 0 | 3.65 | 3.65 | 3.65 | 3.65
2829 | 0 | 0 | 3.59 | 3.59 | 3.59 | 3.59
2830 | 0 | 0 | 3.55 | 3.55 | 3.55 | 3.55
2831 | 0 | 0 | 3.51 | 3.51 | 3.51 | 3.51
2832 | 0 | 0 | 3.49 | 3.49 | 3.49 | 3.49
2833 | 0 | 0 | 3.47 | 3.47 | 3.47 | 3.47
2834 | 0 | 0 | 3.47 | 3.47 | 3.47 | 3.47
2835 | 0 | 0 | 3.47 | 3.47 | 3.47 | 3.47
2836 | 0 | 0 | 3.49 | 3.49 | 3.49 | 3.49
2837 | 0 | 0 | 3.6 | 3.6 | 3.6 | 3.6
2838 | 0 | 0 | 3.73 | 3.73 | 3.73 | 3.73
2839 | 0 | 0 | 3.86 | 3.86 | 3.86 | 3.86
2840 | 0 | 0 | 3.94 | 3.94 | 3.94 | 3.94
2841 | 0 | 0 | 3.97 | 3.97 | 3.97 | 3.97
2842 | 0 | 0 | 3.99 | 3.99 | 3.99 | 3.99
2843 | 0 | 0 | 3.99 | 3.99 | 3.99 | 3.99
2844 | 0 | 0 | 3.99 | 3.99 | 3.99 | 3.99
2845 | 0 | 0 | 3.98 | 3.98 | 3.98 | 3.98
2846 | 0 | 0 | 3.97 | 3.97 | 3.97 | 3.97
2847 | 0 | 0 | 3.96 | 3.96 | 3.96 | 3.96
2848 | 0 | 0 | 3.95 | 3.95 | 3.95 | 3.95
2849 | 0 | 0 | 3.93 | 3.93 | 3.93 | 3.93
2850 | 0 | 0 | 3.92 | 3.92 | 3.92 | 3.92
2851 | 0 | 0 | 3.9 | 3.9 | 3.9 | 3.9
2852 | 0 | 0 | 3.88 | 3.88 | 3.88 | 3.88
2853 | 0 | 0 | 3.85 | 3.85 | 3.85 | 3.85
2854 | 0 | 0 | 3.82 | 3.82 | 3.82 | 3.82
2855 | 0 | 0 | 3.78 | 3.78 | 3.78 | 3.78
2856 | 0 | 0 | 3.76 | 3.76 | 3.76 | 3.76
2857 | 0 | 0 | 3.0456 | 3.0456 | 3.0456 | 3.0456
2858 | 0 | 0 | 3.7 | 3.7 | 3.7 | 3.7
2859 | 0 | 0 | 3.69 | 3.69 | 3.69 | 3.69
2860 | 0 | 0 | 3.7 | 3.7 | 3.7 | 3.7
2861 | 0 | 0 | 3.78 | 3.78 | 3.78 | 3.78
2862 | 0 | 0 | 3.86 | 3.86 | 3.86 | 3.86
2863 | 0 | 0 | 3.93 | 3.93 | 3.93 | 3.93
2864 | 0 | 0 | 3.99 | 3.99 | 3.99 | 3.99
2865 | 0 | 0 | 4.02 | 4.02 | 4.02 | 4.02
2866 | 0 | 0 | 4.03 | 4.03 | 4.03 | 4.03
2867 | 0 | 0 | 4.04 | 4.04 | 4.04 | 4.04
2868 | 0 | 0 | 4.05 | 4.05 | 4.05 | 4.05
2869 | 0 | 0 | 4.05 | 4.05 | 4.05 | 4.05
2870 | 0 | 0 | 4.05 | 4.05 | 4.05 | 4.05
2871 | 0 | 0 | 4.05 | 4.05 | 4.05 | 4.05
2872 | 0 | 0 | 4.05 | 4.05 | 4.05 | 4.05
2873 | 0 | 0 | 4.05 | 4.05 | 4.05 | 4.05
2874 | 1 | 1 | 4.03 | 4.03 | 4.03 | 4.03
2875 | 0 | 0 | 3.98 | 3.98 | 3.98 | 3.98
2876 | 0 | 0 | 3.93 | 3.93 | 3.93 | 3.93
2877 | 0 | 0 | 3.86 | 3.86 | 3.86 | 3.86
2878 | 0 | 0 | 3.81 | 3.81 | 3.81 | 3.81
2879 | 0 | 0 | 3.75 | 3.75 | 3.75 | 3.75
2880 | 0 | 0 | 3.7 | 3.7 | 3.7 | 3.7
2881 | 0 | 0 | 3.67 | 3.67 | 3.67 | 3.67
2882 | 0 | 0 | 3.65 | 3.65 | 3.65 | 3.65
2883 | 0 | 0 | 3.64 | 3.64 | 3.64 | 3.64
2884 | 0 | 0 | 3.68 | 3.68 | 3.68 | 3.68
2885 | 0 | 0 | 3.8 | 3.8 | 3.8 | 3.8
2886 | 0 | 0 | 3.93 | 3.93 | 3.93 | 3.93
2887 | 0 | 0 | 4.01 | 4.01 | 4.01 | 4.01
2888 | 0 | 0 | 4.05 | 4.05 | 4.05 | 4.05
2889 | 0 | 0 | 4.06 | 4.06 | 4.06 | 4.06
2890 | 0 | 0 | 2.9136 | 2.9136 | 2.9136 | 2.9136
2891 | 0 | 0 | 4.06 | 4.06 | 4.06 | 4.06
2892 | 0 | 0 | 4.06 | 4.06 | 4.06 | 4.06
2893 | 0 | 0 | 4.06 | 4.06 | 4.06 | 4.06
2894 | 0 | 0 | 4.06 | 4.06 | 4.06 | 4.06
2895 | 0 | 0 | 4.06 | 4.06 | 4.06 | 4.06
2896 | 0 | 0 | 4.06 | 4.06 | 4.06 | 4.06
2897 | 0 | 0 | 4.05 | 4.05 | 4.05 | 4.05
2898 | 0 | 0 | 4.05 | 4.05 | 4.05 | 4.05
2899 | 0 | 0 | 4.02 | 4.02 | 4.02 | 4.02
2900 | 0 | 0 | 3.97 | 3.97 | 3.97 | 3.97
2901 | 0 | 0 | 3.9 | 3.9 | 3.9 | 3.9
2902 | 1 | 1 | 3.84 | 3.84 | 3.84 | 3.84
2903 | 0 | 0 | 3.79 | 3.79 | 3.79 | 3.79
2904 | 0 | 0 | 3.75 | 3.75 | 3.75 | 3.75
2905 | 0 | 0 | 3.72 | 3.72 | 3.72 | 3.72
2906 | 0 | 0 | 3.71 | 3.71 | 3.71 | 3.71
2907 | 0 | 0 | 3.7 | 3.7 | 3.7 | 3.7
2908 | 0 | 0 | 3.73 | 3.73 | 3.73 | 3.73
2909 | 0 | 0 | 3.85 | 3.85 | 3.85 | 3.85
2910 | 0 | 0 | 3.95 | 3.95 | 3.95 | 3.95
2911 | 0 | 0 | 4 | 4 | 4 | 4
2912 | 0 | 0 | 4.04 | 4.04 | 4.04 | 4.04
2913 | 0 | 0 | 4.06 | 4.06 | 4.06 | 4.06
2914 | 0 | 0 | 4.06 | 4.06 | 4.06 | 4.06
2915 | 0 | 0 | 4.06 | 4.06 | 4.06 | 4.06
2916 | 0 | 0 | 4.06 | 4.06 | 4.06 | 4.06
2917 | 0 | 0 | 4.06 | 4.06 | 4.06 | 4.06
2918 | 0 | 0 | 4.06 | 4.06 | 4.06 | 4.06
2919 | 0 | 0 | 4.06 | 4.06 | 4.06 | 4.06
2920 | 1 | 1 | 4.06 | 4.06 | 4.06 | 4.06
2921 | 0 | 0 | 4.05 | 4.05 | 4.05 | 4.05
2922 | 0 | 0 | 4.03 | 4.03 | 4.03 | 4.03
2923 | 0 | 0 | 3.5 | 3.5 | 3.5 | 3.5
2924 | 0 | 0 | 3.97 | 3.97 | 3.97 | 3.97
2925 | 0 | 0 | 3.92 | 3.92 | 3.92 | 3.92
2926 | 0 | 0 | 3.88 | 3.88 | 3.88 | 3.88
2927 | 0 | 0 | 3.85 | 3.85 | 3.85 | 3.85
2928 | 0 | 0 | 3.82 | 3.82 | 3.82 | 3.82
2929 | 0 | 0 | 3.78 | 3.78 | 3.78 | 3.78
2930 | 0 | 0 | 3.74 | 3.74 | 3.74 | 3.74
2931 | 0 | 0 | 3.71 | 3.71 | 3.71 | 3.71
2932 | 0 | 0 | 3.71 | 3.71 | 3.71 | 3.71
2933 | 0 | 0 | 3.76 | 3.76 | 3.76 | 3.76
2934 | 0 | 0 | 3.82 | 3.82 | 3.82 | 3.82
2935 | 0 | 0 | 3.88 | 3.88 | 3.88 | 3.88
2936 | 0 | 0 | 3.92 | 3.92 | 3.92 | 3.92
2937 | 0 | 0 | 3.95 | 3.95 | 3.95 | 3.95
2938 | 0 | 0 | 3.99 | 3.99 | 3.99 | 3.99
2939 | 0 | 0 | 4.01 | 4.01 | 4.01 | 4.01
2940 | 0 | 0 | 4.02 | 4.02 | 4.02 | 4.02
2941 | 0 | 0 | 4.02 | 4.02 | 4.02 | 4.02
2942 | 0 | 0 | 4.02 | 4.02 | 4.02 | 4.02
2943 | 0 | 0 | 4.01 | 4.01 | 4.01 | 4.01
2944 | 0 | 0 | 3.97 | 3.97 | 3.97 | 3.97
2945 | 0 | 0 | 3.92 | 3.92 | 3.92 | 3.92
2946 | 0 | 0 | 3.85 | 3.85 | 3.85 | 3.85
2947 | 0 | 0 | 3.8 | 3.8 | 3.8 | 3.8
2948 | 0 | 0 | 3.74 | 3.74 | 3.74 | 3.74
2949 | 0 | 0 | 3.69 | 3.69 | 3.69 | 3.69
2950 | 0 | 0 | 2.4707 | 2.4707 | 2.4707 | 2.4707
2951 | 0 | 0 | 3.5 | 3.5 | 3.5 | 3.5
2952 | 1 | 1 | 3.5 | 3.5 | 3.5 | 3.5
2953 | 0 | 0 | 3.54 | 3.54 | 3.54 | 3.54
2954 | 0 | 0 | 3.5 | 3.5 | 3.5 | 3.5
2955 | 0 | 0 | 3.47 | 3.47 | 3.47 | 3.47
2956 | 0 | 0 | 3.47 | 3.47 | 3.47 | 3.47
2957 | 0 | 0 | 3.52 | 3.52 | 3.52 | 3.52
2958 | 0 | 0 | 3.57 | 3.57 | 3.57 | 3.57
2959 | 0 | 0 | 3.61 | 3.61 | 3.61 | 3.61
2960 | 0 | 0 | 3.63 | 3.63 | 3.63 | 3.63
2961 | 0 | 0 | 3.65 | 3.65 | 3.65 | 3.65
2962 | 0 | 0 | 3.67 | 3.67 | 3.67 | 3.67
2963 | 0 | 0 | 3.68 | 3.68 | 3.68 | 3.68
2964 | 0 | 0 | 3.69 | 3.69 | 3.69 | 3.69
2965 | 0 | 0 | 3.69 | 3.69 | 3.69 | 3.69
2966 | 0 | 0 | 3.67 | 3.67 | 3.67 | 3.67
2967 | 0 | 0 | 3.67 | 3.67 | 3.67 | 3.67
2968 | 0 | 0 | 3.64 | 3.64 | 3.64 | 3.64
2969 | 0 | 0 | 3.58 | 3.58 | 3.58 | 3.58
2970 | 0 | 0 | 3.49 | 3.49 | 3.49 | 3.49
2971 | 0 | 0 | 3.43 | 3.43 | 3.43 | 3.43
2972 | 0 | 0 | 3.37 | 3.37 | 3.37 | 3.37
2973 | 0 | 0 | 3.32 | 3.32 | 3.32 | 3.32
2974 | 0 | 0 | 3.28 | 3.28 | 3.28 | 3.28
2975 | 0 | 0 | 3.25 | 3.25 | 3.25 | 3.25
2976 | 0 | 0 | 3.23 | 3.23 | 3.23 | 3.23
2977 | 0 | 0 | 3.21 | 3.21 | 3.21 | 3.21
2978 | 0 | 0 | 3.2 | 3.2 | 3.2 | 3.2
2979 | 0 | 0 | 3.19 | 3.19 | 3.19 | 3.19
2980 | 0 | 0 | 3.25 | 3.25 | 3.25 | 3.25
2981 | 0 | 0 | 3.36 | 3.36 | 3.36 | 3.36
2982 | 0 | 0 | 3.49 | 3.49 | 3.49 | 3.49
2983 | 0 | 0 | 3.6 | 3.6 | 3.6 | 3.6
2984 | 0 | 0 | 3.69 | 3.69 | 3.69 | 3.69
2985 | 0 | 0 | 3.74 | 3.74 | 3.74 | 3.74
2986 | 0 | 0 | 3.79 | 3.79 | 3.79 | 3.79
2987 | 0 | 0 | 2.5874 | 2.5874 | 2.5874 | 2.5874
2988 | 0 | 0 | 3.87 | 3.87 | 3.87 | 3.87
2989 | 0 | 0 | 3.89 | 3.89 | 3.89 | 3.89
2990 | 0 | 0 | 3.89 | 3.89 | 3.89 | 3.89
2991 | 0 | 0 | 3.89 | 3.89 | 3.89 | 3.89
2992 | 0 | 0 | 3.86 | 3.86 | 3.86 | 3.86
2993 | 0 | 0 | 3.8 | 3.8 | 3.8 | 3.8
2994 | 1 | 1 | 3.5 | 3.5 | 3.5 | 3.5
2995 | 0 | 0 | 3.59 | 3.59 | 3.59 | 3.59
2996 | 0 | 0 | 3.52 | 3.52 | 3.52 | 3.52
2997 | 0 | 0 | 3.45 | 3.45 | 3.45 | 3.45
2998 | 0 | 0 | 3.4 | 3.4 | 3.4 | 3.4
2999 | 0 | 0 | 3.36 | 3.36 | 3.36 | 3.36
3000 | 0 | 0 | 3.33 | 3.33 | 3.33 | 3.33
3001 | 0 | 0 | 3.31 | 3.31 | 3.31 | 3.31
3002 | 0 | 0 | 3.31 | 3.31 | 3.31 | 3.31
3003 | 0 | 0 | 3.3 | 3.3 | 3.3 | 3.3
3004 | 0 | 0 | 3.36 | 3.36 | 3.36 | 3.36
3005 | 0 | 0 | 3.48 | 3.48 | 3.48 | 3.48
3006 | 0 | 0 | 3.61 | 3.61 | 3.61 | 3.61
3007 | 0 | 0 | 3.73 | 3.73 | 3.73 | 3.73
3008 | 0 | 0 | 3.8 | 3.8 | 3.8 | 3.8
3009 | 0 | 0 | 3.86 | 3.86 | 3.86 | 3.86
3010 | 0 | 0 | 3.9 | 3.9 | 3.9 | 3.9
3011 | 0 | 0 | 3.92 | 3.92 | 3.92 | 3.92
3012 | 0 | 0 | 3.95 | 3.95 | 3.95 | 3.95
3013 | 0 | 0 | 2.6178 | 2.6178 | 2.6178 | 2.6178
3014 | 0 | 0 | 3.94 | 3.94 | 3.94 | 3.94
3015 | 0 | 0 | 3.93 | 3.93 | 3.93 | 3.93
3016 | 0 | 0 | 3.89 | 3.89 | 3.89 | 3.89
3017 | 0 | 0 | 3.83 | 3.83 | 3.83 | 3.83
3018 | 0 | 0 | 3.5 | 3.5 | 3.5 | 3.5
3019 | 0 | 0 | 3.68 | 3.68 | 3.68 | 3.68
3020 | 0 | 0 | 3.62 | 3.62 | 3.62 | 3.62
3021 | 1 | 1 | 3.57 | 3.57 | 3.57 | 3.57
3022 | 0 | 0 | 3.53 | 3.53 | 3.53 | 3.53
3023 | 0 | 0 | 3.48 | 3.48 | 3.48 | 3.48
3024 | 0 | 0 | 3.43 | 3.43 | 3.43 | 3.43
3025 | 0 | 0 | 3.4 | 3.4 | 3.4 | 3.4
3026 | 0 | 0 | 3.37 | 3.37 | 3.37 | 3.37
3027 | 0 | 0 | 3.35 | 3.35 | 3.35 | 3.35
3028 | 0 | 0 | 3.41 | 3.41 | 3.41 | 3.41
3029 | 0 | 0 | 3.55 | 3.55 | 3.55 | 3.55
3030 | 0 | 0 | 3.71 | 3.71 | 3.71 | 3.71
3031 | 0 | 0 | 3.84 | 3.84 | 3.84 | 3.84
3032 | 0 | 0 | 3.93 | 3.93 | 3.93 | 3.93
3033 | 0 | 0 | 3.99 | 3.99 | 3.99 | 3.99
3034 | 0 | 0 | 4.02 | 4.02 | 4.02 | 4.02
3035 | 0 | 0 | 4.04 | 4.04 | 4.04 | 4.04
3036 | 0 | 0 | 4.05 | 4.05 | 4.05 | 4.05
3037 | 0 | 0 | 4.05 | 4.05 | 4.05 | 4.05
3038 | 0 | 0 | 4.05 | 4.05 | 4.05 | 4.05
3039 | 0 | 0 | 4.05 | 4.05 | 4.05 | 4.05
3040 | 0 | 0 | 4.05 | 4.05 | 4.05 | 4.05
3041 | 0 | 0 | 4.04 | 4.04 | 4.04 | 4.04
3042 | 0 | 0 | 3.94 | 3.94 | 3.94 | 3.94
3043 | 0 | 0 | 3.5 | 3.5 | 3.5 | 3.5
3044 | 0 | 0 | 3.73 | 3.73 | 3.73 | 3.73
3045 | 0 | 0 | 3.66 | 3.66 | 3.66 | 3.66
3046 | 0 | 0 | 3.61 | 3.61 | 3.61 | 3.61
3047 | 0 | 0 | 3.59 | 3.59 | 3.59 | 3.59
3048 | 0 | 0 | 3.57 | 3.57 | 3.57 | 3.57
3049 | 0 | 0 | 3.56 | 3.56 | 3.56 | 3.56
3050 | 0 | 0 | 3.56 | 3.56 | 3.56 | 3.56
3051 | 0 | 0 | 3.57 | 3.57 | 3.57 | 3.57
3052 | 0 | 0 | 3.65 | 3.65 | 3.65 | 3.65
3053 | 0 | 0 | 3.78 | 3.78 | 3.78 | 3.78
3054 | 0 | 0 | 3.93 | 3.93 | 3.93 | 3.93
3055 | 0 | 0 | 4.01 | 4.01 | 4.01 | 4.01
3056 | 0 | 0 | 4.02 | 4.02 | 4.02 | 4.02
3057 | 0 | 0 | 4.05 | 4.05 | 4.05 | 4.05
3058 | 0 | 0 | 4.05 | 4.05 | 4.05 | 4.05
3059 | 0 | 0 | 4.06 | 4.06 | 4.06 | 4.06
3060 | 0 | 0 | 4.06 | 4.06 | 4.06 | 4.06
3061 | 0 | 0 | 4.06 | 4.06 | 4.06 | 4.06
3062 | 0 | 0 | 4.06 | 4.06 | 4.06 | 4.06
3063 | 0 | 0 | 4.06 | 4.06 | 4.06 | 4.06
3064 | 0 | 0 | 4.06 | 4.06 | 4.06 | 4.06
3065 | 0 | 0 | 4.05 | 4.05 | 4.05 | 4.05
3066 | 0 | 0 | 4.04 | 4.04 | 4.04 | 4.04
3067 | 0 | 0 | 4.03 | 4.03 | 4.03 | 4.03
3068 | 0 | 0 | 2.6698 | 2.6698 | 2.6698 | 2.6698
3069 | 0 | 0 | 3.99 | 3.99 | 3.99 | 3.99
3070 | 0 | 0 | 3.97 | 3.97 | 3.97 | 3.97
3071 | 0 | 0 | 3.93 | 3.93 | 3.93 | 3.93
3072 | 0 | 0 | 3.9 | 3.9 | 3.9 | 3.9
3073 | 0 | 0 | 3.87 | 3.87 | 3.87 | 3.87
3074 | 0 | 0 | 3.5 | 3.5 | 3.5 | 3.5
3075 | 0 | 0 | 3.84 | 3.84 | 3.84 | 3.84
3076 | 0 | 0 | 3.86 | 3.86 | 3.86 | 3.86
3077 | 0 | 0 | 3.95 | 3.95 | 3.95 | 3.95
3078 | 0 | 0 | 4.01 | 4.01 | 4.01 | 4.01
3079 | 0 | 0 | 4.04 | 4.04 | 4.04 | 4.04
3080 | 0 | 0 | 4.05 | 4.05 | 4.05 | 4.05
3081 | 0 | 0 | 4.06 | 4.06 | 4.06 | 4.06
3082 | 0 | 0 | 4.06 | 4.06 | 4.06 | 4.06
3083 | 0 | 0 | 4.06 | 4.06 | 4.06 | 4.06
3084 | 0 | 0 | 4.06 | 4.06 | 4.06 | 4.06
3085 | 1 | 1 | 4.06 | 4.06 | 4.06 | 4.06
3086 | 0 | 0 | 4.06 | 4.06 | 4.06 | 4.06
3087 | 0 | 0 | 2.8332 | 2.8332 | 2.8332 | 2.8332
3088 | 0 | 0 | 4.06 | 4.06 | 4.06 | 4.06
3089 | 0 | 0 | 4.06 | 4.06 | 4.06 | 4.06
3090 | 0 | 0 | 4.05 | 4.05 | 4.05 | 4.05
3091 | 0 | 0 | 4.04 | 4.04 | 4.04 | 4.04
3092 | 0 | 0 | 3.5 | 3.5 | 3.5 | 3.5
3093 | 0 | 0 | 3.5 | 3.5 | 3.5 | 3.5
3094 | 0 | 0 | 3.5 | 3.5 | 3.5 | 3.5
3095 | 1 | 1 | 3.5 | 3.5 | 3.5 | 3.5
3096 | 1 | 1 | 3.5 | 3.5 | 3.5 | 3.5
3097 | 0 | 0 | 3.5 | 3.5 | 3.5 | 3.5
3098 | 0 | 0 | 3.5 | 3.5 | 3.5 | 3.5
3099 | 0 | 0 | 3.93 | 3.93 | 3.93 | 3.93
3100 | 0 | 0 | 3.95 | 3.95 | 3.95 | 3.95
3101 | 0 | 0 | 3.99 | 3.99 | 3.99 | 3.99
3102 | 0 | 0 | 4.03 | 4.03 | 4.03 | 4.03
3103 | 0 | 0 | 4.04 | 4.04 | 4.04 | 4.04
3104 | 0 | 0 | 4.05 | 4.05 | 4.05 | 4.05
3105 | 0 | 0 | 4.06 | 4.06 | 4.06 | 4.06
3106 | 0 | 0 | 4.06 | 4.06 | 4.06 | 4.06
3107 | 0 | 0 | 4.06 | 4.06 | 4.06 | 4.06
3108 | 0 | 0 | 4.06 | 4.06 | 4.06 | 4.06
3109 | 0 | 0 | 4.06 | 4.06 | 4.06 | 4.06
3110 | 0 | 0 | 4.06 | 4.06 | 4.06 | 4.06
3111 | 0 | 0 | 4.06 | 4.06 | 4.06 | 4.06
3112 | 0 | 0 | 4.06 | 4.06 | 4.06 | 4.06
3113 | 0 | 0 | 4.06 | 4.06 | 4.06 | 4.06
3114 | 0 | 0 | 3.5 | 3.5 | 3.5 | 3.5
3115 | 0 | 0 | 3.5 | 3.5 | 3.5 | 3.5
3116 | 1 | 1 | 3.5 | 3.5 | 3.5 | 3.5
3117 | 0 | 0 | 3.5 | 3.5 | 3.5 | 3.5
3118 | 0 | 0 | 3.5 | 3.5 | 3.5 | 3.5
3119 | 0 | 0 | 3.5 | 3.5 | 3.5 | 3.5
3120 | 0 | 0 | 2.54 | 2.54 | 2.54 | 2.54
3121 | 0 | 0 | 3.5 | 3.5 | 3.5 | 3.5
3122 | 0 | 0 | 3.5 | 3.5 | 3.5 | 3.5
3123 | 0 | 0 | 3.5 | 3.5 | 3.5 | 3.5
3124 | 0 | 0 | 3.5 | 3.5 | 3.5 | 3.5
3125 | 0 | 0 | 3.5 | 3.5 | 3.5 | 3.5
3126 | 0 | 0 | 3.5 | 3.5 | 3.5 | 3.5
3127 | 0 | 0 | 3.5 | 3.5 | 3.5 | 3.5
3128 | 0 | 0 | 3.5 | 3.5 | 3.5 | 3.5
3129 | 0 | 0 | 3.5 | 3.5 | 3.5 | 3.5
3130 | 0 | 0 | 4.03 | 4.03 | 4.03 | 4.03
3131 | 0 | 0 | 4.03 | 4.03 | 4.03 | 4.03
3132 | 0 | 0 | 4.03 | 4.03 | 4.03 | 4.03
3133 | 0 | 0 | 4.03 | 4.03 | 4.03 | 4.03
3134 | 0 | 0 | 4.03 | 4.03 | 4.03 | 4.03
3135 | 0 | 0 | 4.02 | 4.02 | 4.02 | 4.02
3136 | 0 | 0 | 4.01 | 4.01 | 4.01 | 4.01
3137 | 0 | 0 | 4 | 4 | 4 | 4
3138 | 0 | 0 | 3.96 | 3.96 | 3.96 | 3.96
3139 | 0 | 0 | 3.91 | 3.91 | 3.91 | 3.91
3140 | 0 | 0 | 3.85 | 3.85 | 3.85 | 3.85
3141 | 0 | 0 | 3.77 | 3.77 | 3.77 | 3.77
3142 | 0 | 0 | 3.72 | 3.72 | 3.72 | 3.72
3143 | 0 | 0 | 3.67 | 3.67 | 3.67 | 3.67
3144 | 0 | 0 | 3.62 | 3.62 | 3.62 | 3.62
3145 | 0 | 0 | 3.58 | 3.58 | 3.58 | 3.58
3146 | 0 | 0 | 3.55 | 3.55 | 3.55 | 3.55
3147 | 0 | 0 | 3.54 | 3.54 | 3.54 | 3.54
3148 | 0 | 0 | 3.58 | 3.58 | 3.58 | 3.58
3149 | 0 | 0 | 3.67 | 3.67 | 3.67 | 3.67
3150 | 0 | 0 | 3.76 | 3.76 | 3.76 | 3.76
3151 | 0 | 0 | 3.84 | 3.84 | 3.84 | 3.84
3152 | 0 | 0 | 3.9 | 3.9 | 3.9 | 3.9
3153 | 0 | 0 | 3.95 | 3.95 | 3.95 | 3.95
3154 | 0 | 0 | 3.99 | 3.99 | 3.99 | 3.99
3155 | 0 | 0 | 4.01 | 4.01 | 4.01 | 4.01
3156 | 0 | 0 | 4.02 | 4.02 | 4.02 | 4.02
3157 | 0 | 0 | 4.02 | 4.02 | 4.02 | 4.02
3158 | 0 | 0 | 2.7866 | 2.7866 | 2.7866 | 2.7866
3159 | 0 | 0 | 4.03 | 4.03 | 4.03 | 4.03
3160 | 0 | 0 | 4.02 | 4.02 | 4.02 | 4.02
3161 | 0 | 0 | 4.02 | 4.02 | 4.02 | 4.02
3162 | 0 | 0 | 3.98 | 3.98 | 3.98 | 3.98
3163 | 0 | 0 | 3.89 | 3.89 | 3.89 | 3.89
3164 | 0 | 0 | 3.81 | 3.81 | 3.81 | 3.81
3165 | 0 | 0 | 3.72 | 3.72 | 3.72 | 3.72
3166 | 0 | 0 | 3.65 | 3.65 | 3.65 | 3.65
3167 | 0 | 0 | 3.59 | 3.59 | 3.59 | 3.59
3168 | 0 | 0 | 3.52 | 3.52 | 3.52 | 3.52
3169 | 0 | 0 | 3.47 | 3.47 | 3.47 | 3.47
3170 | 0 | 0 | 3.43 | 3.43 | 3.43 | 3.43
3171 | 0 | 0 | 3.4 | 3.4 | 3.4 | 3.4
3172 | 0 | 0 | 3.5 | 3.5 | 3.5 | 3.5
3173 | 0 | 0 | 3.68 | 3.68 | 3.68 | 3.68
3174 | 0 | 0 | 3.84 | 3.84 | 3.84 | 3.84
3175 | 0 | 0 | 3.97 | 3.97 | 3.97 | 3.97
3176 | 0 | 0 | 4.03 | 4.03 | 4.03 | 4.03
3177 | 0 | 0 | 4.05 | 4.05 | 4.05 | 4.05
3178 | 0 | 0 | 4.05 | 4.05 | 4.05 | 4.05
3179 | 0 | 0 | 4.05 | 4.05 | 4.05 | 4.05
3180 | 0 | 0 | 4.05 | 4.05 | 4.05 | 4.05
3181 | 0 | 0 | 4.05 | 4.05 | 4.05 | 4.05
3182 | 0 | 0 | 4.05 | 4.05 | 4.05 | 4.05
3183 | 0 | 0 | 4.05 | 4.05 | 4.05 | 4.05
3184 | 0 | 0 | 4.05 | 4.05 | 4.05 | 4.05
3185 | 0 | 0 | 4.05 | 4.05 | 4.05 | 4.05
3186 | 0 | 0 | 4.02 | 4.02 | 4.02 | 4.02
3187 | 1 | 1 | 3.93 | 3.93 | 3.93 | 3.93
3188 | 0 | 0 | 3.83 | 3.83 | 3.83 | 3.83
3189 | 0 | 0 | 3.74 | 3.74 | 3.74 | 3.74
3190 | 0 | 0 | 3.66 | 3.66 | 3.66 | 3.66
3191 | 0 | 0 | 3.59 | 3.59 | 3.59 | 3.59
3192 | 0 | 0 | 3.53 | 3.53 | 3.53 | 3.53
3193 | 0 | 0 | 3.47 | 3.47 | 3.47 | 3.47
3194 | 0 | 0 | 3.43 | 3.43 | 3.43 | 3.43
3195 | 0 | 0 | 3.4 | 3.4 | 3.4 | 3.4
3196 | 0 | 0 | 3.52 | 3.52 | 3.52 | 3.52
3197 | 0 | 0 | 3.71 | 3.71 | 3.71 | 3.71
3198 | 0 | 0 | 3.88 | 3.88 | 3.88 | 3.88
3199 | 0 | 0 | 3.99 | 3.99 | 3.99 | 3.99
3200 | 0 | 0 | 4.02 | 4.02 | 4.02 | 4.02
3201 | 0 | 0 | 4.03 | 4.03 | 4.03 | 4.03
3202 | 0 | 0 | 4.04 | 4.04 | 4.04 | 4.04
3203 | 0 | 0 | 4.04 | 4.04 | 4.04 | 4.04
3204 | 0 | 0 | 4.04 | 4.04 | 4.04 | 4.04
3205 | 0 | 0 | 4.04 | 4.04 | 4.04 | 4.04
3206 | 0 | 0 | 4.03 | 4.03 | 4.03 | 4.03
3207 | 0 | 0 | 4.02 | 4.02 | 4.02 | 4.02
3208 | 0 | 0 | 4.01 | 4.01 | 4.01 | 4.01
3209 | 0 | 0 | 3.99 | 3.99 | 3.99 | 3.99
3210 | 0 | 0 | 3.93 | 3.93 | 3.93 | 3.93
3211 | 0 | 0 | 2.6603 | 2.6603 | 2.6603 | 2.6603
3212 | 0 | 0 | 3.75 | 3.75 | 3.75 | 3.75
3213 | 0 | 0 | 3.65 | 3.65 | 3.65 | 3.65
3214 | 0 | 0 | 3.58 | 3.58 | 3.58 | 3.58
3215 | 0 | 0 | 3.51 | 3.51 | 3.51 | 3.51
3216 | 0 | 0 | 3.45 | 3.45 | 3.45 | 3.45
3217 | 0 | 0 | 3.4 | 3.4 | 3.4 | 3.4
3218 | 0 | 0 | 3.37 | 3.37 | 3.37 | 3.37
3219 | 0 | 0 | 3.36 | 3.36 | 3.36 | 3.36
3220 | 0 | 0 | 3.46 | 3.46 | 3.46 | 3.46
3221 | 0 | 0 | 3.64 | 3.64 | 3.64 | 3.64
3222 | 0 | 0 | 3.78 | 3.78 | 3.78 | 3.78
3223 | 0 | 0 | 3.87 | 3.87 | 3.87 | 3.87
3224 | 0 | 0 | 3.93 | 3.93 | 3.93 | 3.93
3225 | 0 | 0 | 3.96 | 3.96 | 3.96 | 3.96
3226 | 0 | 0 | 3.98 | 3.98 | 3.98 | 3.98
3227 | 0 | 0 | 3.99 | 3.99 | 3.99 | 3.99
3228 | 0 | 0 | 3.99 | 3.99 | 3.99 | 3.99
3229 | 0 | 0 | 3.99 | 3.99 | 3.99 | 3.99
3230 | 0 | 0 | 4 | 4 | 4 | 4
3231 | 0 | 0 | 3.99 | 3.99 | 3.99 | 3.99
3232 | 0 | 0 | 2.8759 | 2.8759 | 2.8759 | 2.8759
3233 | 0 | 0 | 3.97 | 3.97 | 3.97 | 3.97
3234 | 0 | 0 | 3.95 | 3.95 | 3.95 | 3.95
3235 | 0 | 0 | 3.92 | 3.92 | 3.92 | 3.92
3236 | 0 | 0 | 3.88 | 3.88 | 3.88 | 3.88
3237 | 0 | 0 | 3.83 | 3.83 | 3.83 | 3.83
3238 | 0 | 0 | 3.79 | 3.79 | 3.79 | 3.79
3239 | 0 | 0 | 3.74 | 3.74 | 3.74 | 3.74
3240 | 0 | 0 | 3.71 | 3.71 | 3.71 | 3.71
3241 | 0 | 0 | 3.68 | 3.68 | 3.68 | 3.68
3242 | 0 | 0 | 3.66 | 3.66 | 3.66 | 3.66
3243 | 0 | 0 | 3.66 | 3.66 | 3.66 | 3.66
3244 | 1 | 1 | 3.69 | 3.69 | 3.69 | 3.69
3245 | 0 | 0 | 3.76 | 3.76 | 3.76 | 3.76
3246 | 0 | 0 | 3.84 | 3.84 | 3.84 | 3.84
3247 | 0 | 0 | 3.88 | 3.88 | 3.88 | 3.88
3248 | 0 | 0 | 3.92 | 3.92 | 3.92 | 3.92
3249 | 0 | 0 | 3.94 | 3.94 | 3.94 | 3.94
3250 | 0 | 0 | 3.97 | 3.97 | 3.97 | 3.97
3251 | 0 | 0 | 3.98 | 3.98 | 3.98 | 3.98
3252 | 0 | 0 | 3.99 | 3.99 | 3.99 | 3.99
3253 | 0 | 0 | 3.99 | 3.99 | 3.99 | 3.99
3254 | 0 | 0 | 3.99 | 3.99 | 3.99 | 3.99
3255 | 0 | 0 | 3.99 | 3.99 | 3.99 | 3.99
3256 | 0 | 0 | 3.98 | 3.98 | 3.98 | 3.98
3257 | 0 | 0 | 3.97 | 3.97 | 3.97 | 3.97
3258 | 0 | 0 | 3.95 | 3.95 | 3.95 | 3.95
3259 | 0 | 0 | 3.92 | 3.92 | 3.92 | 3.92
3260 | 0 | 0 | 3.9 | 3.9 | 3.9 | 3.9
3261 | 0 | 0 | 3.87 | 3.87 | 3.87 | 3.87
3262 | 0 | 0 | 3.83 | 3.83 | 3.83 | 3.83
3263 | 0 | 0 | 3.81 | 3.81 | 3.81 | 3.81
3264 | 0 | 0 | 3.78 | 3.78 | 3.78 | 3.78
3265 | 0 | 0 | 3.77 | 3.77 | 3.77 | 3.77
3266 | 0 | 0 | 3.75 | 3.75 | 3.75 | 3.75
3267 | 0 | 0 | 3.76 | 3.76 | 3.76 | 3.76
3268 | 0 | 0 | 3.81 | 3.81 | 3.81 | 3.81
3269 | 0 | 0 | 3.9 | 3.9 | 3.9 | 3.9
3270 | 0 | 0 | 3.99 | 3.99 | 3.99 | 3.99
3271 | 0 | 0 | 4.03 | 4.03 | 4.03 | 4.03
3272 | 0 | 0 | 4.04 | 4.04 | 4.04 | 4.04
3273 | 0 | 0 | 4.05 | 4.05 | 4.05 | 4.05
3274 | 0 | 0 | 4.06 | 4.06 | 4.06 | 4.06
3275 | 0 | 0 | 4.06 | 4.06 | 4.06 | 4.06
3276 | 0 | 0 | 4.06 | 4.06 | 4.06 | 4.06
3277 | 0 | 0 | 4.06 | 4.06 | 4.06 | 4.06
3278 | 0 | 0 | 4.06 | 4.06 | 4.06 | 4.06
3279 | 0 | 0 | 4.06 | 4.06 | 4.06 | 4.06
3280 | 0 | 0 | 2.9869 | 2.9869 | 2.9869 | 2.9869
3281 | 0 | 0 | 4.06 | 4.06 | 4.06 | 4.06
3282 | 0 | 0 | 4.06 | 4.06 | 4.06 | 4.06
3283 | 0 | 0 | 4.06 | 4.06 | 4.06 | 4.06
3284 | 0 | 0 | 4.05 | 4.05 | 4.05 | 4.05
3285 | 0 | 0 | 4.04 | 4.04 | 4.04 | 4.04
3286 | 0 | 0 | 4.01 | 4.01 | 4.01 | 4.01
3287 | 0 | 0 | 3.98 | 3.98 | 3.98 | 3.98
3288 | 0 | 0 | 3.94 | 3.94 | 3.94 | 3.94
3289 | 0 | 0 | 3.91 | 3.91 | 3.91 | 3.91
3290 | 0 | 0 | 3.88 | 3.88 | 3.88 | 3.88
3291 | 0 | 0 | 3.87 | 3.87 | 3.87 | 3.87
3292 | 0 | 0 | 3.96 | 3.96 | 3.96 | 3.96
3293 | 0 | 0 | 4.05 | 4.05 | 4.05 | 4.05
3294 | 0 | 0 | 4.06 | 4.06 | 4.06 | 4.06
3295 | 0 | 0 | 4.06 | 4.06 | 4.06 | 4.06
3296 | 0 | 0 | 4.06 | 4.06 | 4.06 | 4.06
3297 | 0 | 0 | 4.06 | 4.06 | 4.06 | 4.06
3298 | 0 | 0 | 4.06 | 4.06 | 4.06 | 4.06
3299 | 0 | 0 | 4.06 | 4.06 | 4.06 | 4.06
3300 | 0 | 0 | 3.2145 | 3.2145 | 3.2145 | 3.2145
3301 | 0 | 0 | 4.06 | 4.06 | 4.06 | 4.06
3302 | 0 | 0 | 4.06 | 4.06 | 4.06 | 4.06
3303 | 0 | 0 | 4.06 | 4.06 | 4.06 | 4.06
3304 | 0 | 0 | 4.06 | 4.06 | 4.06 | 4.06
3305 | 0 | 0 | 4.06 | 4.06 | 4.06 | 4.06
3306 | 0 | 0 | 4.06 | 4.06 | 4.06 | 4.06
3307 | 0 | 0 | 4.06 | 4.06 | 4.06 | 4.06
3308 | 0 | 0 | 4.06 | 4.06 | 4.06 | 4.06
3309 | 0 | 0 | 4.06 | 4.06 | 4.06 | 4.06
3310 | 0 | 0 | 4.06 | 4.06 | 4.06 | 4.06
3311 | 0 | 0 | 4.04 | 4.04 | 4.04 | 4.04
3312 | 0 | 0 | 4.03 | 4.03 | 4.03 | 4.03
3313 | 0 | 0 | 4.01 | 4.01 | 4.01 | 4.01
3314 | 0 | 0 | 4 | 4 | 4 | 4
3315 | 0 | 0 | 4 | 4 | 4 | 4
3316 | 0 | 0 | 4.05 | 4.05 | 4.05 | 4.05
3317 | 0 | 0 | 4.06 | 4.06 | 4.06 | 4.06
3318 | 0 | 0 | 4.06 | 4.06 | 4.06 | 4.06
3319 | 0 | 0 | 4.06 | 4.06 | 4.06 | 4.06
3320 | 0 | 0 | 4.06 | 4.06 | 4.06 | 4.06
3321 | 0 | 0 | 4.06 | 4.06 | 4.06 | 4.06
3322 | 0 | 0 | 4.06 | 4.06 | 4.06 | 4.06
3323 | 0 | 0 | 4.06 | 4.06 | 4.06 | 4.06
3324 | 0 | 0 | 4.06 | 4.06 | 4.06 | 4.06
3325 | 0 | 0 | 4.06 | 4.06 | 4.06 | 4.06
3326 | 0 | 0 | 4.06 | 4.06 | 4.06 | 4.06
3327 | 0 | 0 | 4.06 | 4.06 | 4.06 | 4.06
3328 | 0 | 0 | 4.06 | 4.06 | 4.06 | 4.06
3329 | 0 | 0 | 4.06 | 4.06 | 4.06 | 4.06
3330 | 0 | 0 | 4.06 | 4.06 | 4.06 | 4.06
3331 | 0 | 0 | 4.06 | 4.06 | 4.06 | 4.06
3332 | 0 | 0 | 4.06 | 4.06 | 4.06 | 4.06
3333 | 0 | 0 | 4.06 | 4.06 | 4.06 | 4.06
3334 | 0 | 0 | 4.06 | 4.06 | 4.06 | 4.06
3335 | 0 | 0 | 4.05 | 4.05 | 4.05 | 4.05
3336 | 0 | 0 | 4.05 | 4.05 | 4.05 | 4.05
3337 | 0 | 0 | 4.05 | 4.05 | 4.05 | 4.05
3338 | 0 | 0 | 4.05 | 4.05 | 4.05 | 4.05
3339 | 0 | 0 | 4.05 | 4.05 | 4.05 | 4.05
3340 | 0 | 0 | 4.06 | 4.06 | 4.06 | 4.06
3341 | 0 | 0 | 4.06 | 4.06 | 4.06 | 4.06
3342 | 0 | 0 | 4.06 | 4.06 | 4.06 | 4.06
3343 | 0 | 0 | 4.06 | 4.06 | 4.06 | 4.06
3344 | 0 | 0 | 4.06 | 4.06 | 4.06 | 4.06
3345 | 0 | 0 | 4.06 | 4.06 | 4.06 | 4.06
3346 | 0 | 0 | 4.06 | 4.06 | 4.06 | 4.06
3347 | 0 | 0 | 4.06 | 4.06 | 4.06 | 4.06
3348 | 0 | 0 | 4.06 | 4.06 | 4.06 | 4.06
3349 | 0 | 0 | 4.06 | 4.06 | 4.06 | 4.06
3350 | 0 | 0 | 4.06 | 4.06 | 4.06 | 4.06
3351 | 0 | 0 | 3.2149 | 3.2149 | 3.2149 | 3.2149
3352 | 1 | 1 | 4.06 | 4.06 | 4.06 | 4.06
3353 | 0 | 0 | 4.05 | 4.05 | 4.05 | 4.05
3354 | 0 | 0 | 4.05 | 4.05 | 4.05 | 4.05
3355 | 0 | 0 | 4.05 | 4.05 | 4.05 | 4.05
3356 | 1 | 1 | 4.05 | 4.05 | 4.05 | 4.05
3357 | 0 | 0 | 4.05 | 4.05 | 4.05 | 4.05
3358 | 0 | 0 | 4.05 | 4.05 | 4.05 | 4.05
3359 | 0 | 0 | 4.05 | 4.05 | 4.05 | 4.05
3360 | 0 | 0 | 4.05 | 4.05 | 4.05 | 4.05
3361 | 0 | 0 | 4.05 | 4.05 | 4.05 | 4.05
3362 | 0 | 0 | 4.05 | 4.05 | 4.05 | 4.05
3363 | 0 | 0 | 4.05 | 4.05 | 4.05 | 4.05
3364 | 0 | 0 | 4.05 | 4.05 | 4.05 | 4.05
3365 | 0 | 0 | 4.05 | 4.05 | 4.05 | 4.05
3366 | 0 | 0 | 4.05 | 4.05 | 4.05 | 4.05
3367 | 0 | 0 | 4.05 | 4.05 | 4.05 | 4.05
3368 | 0 | 0 | 4.05 | 4.05 | 4.05 | 4.05
3369 | 0 | 0 | 4.05 | 4.05 | 4.05 | 4.05
3370 | 0 | 0 | 4.06 | 4.06 | 4.06 | 4.06
3371 | 0 | 0 | 4.06 | 4.06 | 4.06 | 4.06
3372 | 0 | 0 | 4.06 | 4.06 | 4.06 | 4.06
3373 | 0 | 0 | 4.06 | 4.06 | 4.06 | 4.06
3374 | 0 | 0 | 4.06 | 4.06 | 4.06 | 4.06
3375 | 0 | 0 | 4.06 | 4.06 | 4.06 | 4.06
3376 | 0 | 0 | 4.06 | 4.06 | 4.06 | 4.06
3377 | 0 | 0 | 4.06 | 4.06 | 4.06 | 4.06
3378 | 0 | 0 | 4.06 | 4.06 | 4.06 | 4.06
3379 | 0 | 0 | 4.06 | 4.06 | 4.06 | 4.06
3380 | 0 | 0 | 4.05 | 4.05 | 4.05 | 4.05
3381 | 0 | 0 | 4.05 | 4.05 | 4.05 | 4.05
3382 | 0 | 0 | 4.05 | 4.05 | 4.05 | 4.05
3383 | 0 | 0 | 4.05 | 4.05 | 4.05 | 4.05
3384 | 1 | 1 | 4.05 | 4.05 | 4.05 | 4.05
3385 | 0 | 0 | 4.04 | 4.04 | 4.04 | 4.04
3386 | 0 | 0 | 4.04 | 4.04 | 4.04 | 4.04
3387 | 0 | 0 | 4.04 | 4.04 | 4.04 | 4.04
3388 | 0 | 0 | 4.03 | 4.03 | 4.03 | 4.03
3389 | 0 | 0 | 4.04 | 4.04 | 4.04 | 4.04
3390 | 0 | 0 | 4.05 | 4.05 | 4.05 | 4.05
3391 | 0 | 0 | 4.06 | 4.06 | 4.06 | 4.06
3392 | 0 | 0 | 4.06 | 4.06 | 4.06 | 4.06
3393 | 0 | 0 | 4.06 | 4.06 | 4.06 | 4.06
3394 | 0 | 0 | 2.837 | 2.837 | 2.837 | 2.837
3395 | 0 | 0 | 4.06 | 4.06 | 4.06 | 4.06
3396 | 0 | 0 | 4.06 | 4.06 | 4.06 | 4.06
3397 | 0 | 0 | 4.06 | 4.06 | 4.06 | 4.06
3398 | 0 | 0 | 4.06 | 4.06 | 4.06 | 4.06
3399 | 0 | 0 | 4.06 | 4.06 | 4.06 | 4.06
3400 | 0 | 0 | 4.06 | 4.06 | 4.06 | 4.06
3401 | 0 | 0 | 4.06 | 4.06 | 4.06 | 4.06
3402 | 0 | 0 | 3.5 | 3.5 | 3.5 | 3.5
3403 | 0 | 0 | 3.5 | 3.5 | 3.5 | 3.5
3404 | 0 | 0 | 4.01 | 4.01 | 4.01 | 4.01
3405 | 1 | 1 | 3.95 | 3.95 | 3.95 | 3.95
3406 | 0 | 0 | 3.89 | 3.89 | 3.89 | 3.89
3407 | 0 | 0 | 3.85 | 3.85 | 3.85 | 3.85
3408 | 0 | 0 | 3.79 | 3.79 | 3.79 | 3.79
3409 | 0 | 0 | 3.75 | 3.75 | 3.75 | 3.75
3410 | 0 | 0 | 3.72 | 3.72 | 3.72 | 3.72
3411 | 0 | 0 | 3.71 | 3.71 | 3.71 | 3.71
3412 | 0 | 0 | 3.83 | 3.83 | 3.83 | 3.83
3413 | 0 | 0 | 4.03 | 4.03 | 4.03 | 4.03
3414 | 0 | 0 | 4.06 | 4.06 | 4.06 | 4.06
3415 | 0 | 0 | 4.06 | 4.06 | 4.06 | 4.06
3416 | 0 | 0 | 4.06 | 4.06 | 4.06 | 4.06
3417 | 0 | 0 | 4.06 | 4.06 | 4.06 | 4.06
3418 | 0 | 0 | 4.06 | 4.06 | 4.06 | 4.06
3419 | 0 | 0 | 4.06 | 4.06 | 4.06 | 4.06
3420 | 0 | 0 | 4.06 | 4.06 | 4.06 | 4.06
3421 | 0 | 0 | 4.06 | 4.06 | 4.06 | 4.06
3422 | 0 | 0 | 4.06 | 4.06 | 4.06 | 4.06
3423 | 0 | 0 | 4.06 | 4.06 | 4.06 | 4.06
3424 | 0 | 0 | 4.06 | 4.06 | 4.06 | 4.06
3425 | 0 | 0 | 3.5 | 3.5 | 3.5 | 3.5
3426 | 0 | 0 | 3.5 | 3.5 | 3.5 | 3.5
3427 | 0 | 0 | 3.5 | 3.5 | 3.5 | 3.5
3428 | 0 | 0 | 3.5 | 3.5 | 3.5 | 3.5
3429 | 0 | 0 | 2.72 | 2.72 | 2.72 | 2.72
3430 | 0 | 0 | 3.5 | 3.5 | 3.5 | 3.5
3431 | 0 | 0 | 3.5 | 3.5 | 3.5 | 3.5
3432 | 0 | 0 | 3.5 | 3.5 | 3.5 | 3.5
3433 | 0 | 0 | 3.5 | 3.5 | 3.5 | 3.5
3434 | 0 | 0 | 3.5 | 3.5 | 3.5 | 3.5
3435 | 0 | 0 | 3.5 | 3.5 | 3.5 | 3.5
3436 | 0 | 0 | 3.5 | 3.5 | 3.5 | 3.5
3437 | 0 | 0 | 3.5 | 3.5 | 3.5 | 3.5
3438 | 0 | 0 | 3.5 | 3.5 | 3.5 | 3.5
3439 | 0 | 0 | 3.5 | 3.5 | 3.5 | 3.5
3440 | 0 | 0 | 3.5 | 3.5 | 3.5 | 3.5
3441 | 0 | 0 | 3.5 | 3.5 | 3.5 | 3.5
3442 | 0 | 0 | 3.5 | 3.5 | 3.5 | 3.5
3443 | 0 | 0 | 3.5 | 3.5 | 3.5 | 3.5
3444 | 0 | 0 | 4.06 | 4.06 | 4.06 | 4.06
3445 | 0 | 0 | 4.06 | 4.06 | 4.06 | 4.06
3446 | 0 | 0 | 4.06 | 4.06 | 4.06 | 4.06
3447 | 0 | 0 | 4.06 | 4.06 | 4.06 | 4.06
3448 | 0 | 0 | 4.06 | 4.06 | 4.06 | 4.06
3449 | 0 | 0 | 4.06 | 4.06 | 4.06 | 4.06
3450 | 0 | 0 | 4.06 | 4.06 | 4.06 | 4.06
3451 | 0 | 0 | 4.06 | 4.06 | 4.06 | 4.06
3452 | 0 | 0 | 4.06 | 4.06 | 4.06 | 4.06
3453 | 0 | 0 | 4.06 | 4.06 | 4.06 | 4.06
3454 | 0 | 0 | 4.06 | 4.06 | 4.06 | 4.06
3455 | 0 | 0 | 4.05 | 4.05 | 4.05 | 4.05
3456 | 0 | 0 | 4.03 | 4.03 | 4.03 | 4.03
3457 | 0 | 0 | 4.02 | 4.02 | 4.02 | 4.02
3458 | 0 | 0 | 4.01 | 4.01 | 4.01 | 4.01
3459 | 0 | 0 | 4.01 | 4.01 | 4.01 | 4.01
3460 | 0 | 0 | 4.05 | 4.05 | 4.05 | 4.05
3461 | 0 | 0 | 4.06 | 4.06 | 4.06 | 4.06
3462 | 0 | 0 | 4.06 | 4.06 | 4.06 | 4.06
3463 | 0 | 0 | 4.06 | 4.06 | 4.06 | 4.06
3464 | 0 | 0 | 3.0831 | 3.0831 | 3.0831 | 3.0831
3465 | 0 | 0 | 4.06 | 4.06 | 4.06 | 4.06
3466 | 0 | 0 | 4.06 | 4.06 | 4.06 | 4.06
3467 | 0 | 0 | 4.06 | 4.06 | 4.06 | 4.06
3468 | 0 | 0 | 4.06 | 4.06 | 4.06 | 4.06
3469 | 0 | 0 | 4.06 | 4.06 | 4.06 | 4.06
3470 | 0 | 0 | 4.06 | 4.06 | 4.06 | 4.06
3471 | 0 | 0 | 4.06 | 4.06 | 4.06 | 4.06
3472 | 0 | 0 | 4.06 | 4.06 | 4.06 | 4.06
3473 | 0 | 0 | 4.06 | 4.06 | 4.06 | 4.06
3474 | 0 | 0 | 4.06 | 4.06 | 4.06 | 4.06
3475 | 0 | 0 | 4.06 | 4.06 | 4.06 | 4.06
3476 | 0 | 0 | 4.05 | 4.05 | 4.05 | 4.05
3477 | 0 | 0 | 4.02 | 4.02 | 4.02 | 4.02
3478 | 0 | 0 | 3.99 | 3.99 | 3.99 | 3.99
3479 | 0 | 0 | 3.96 | 3.96 | 3.96 | 3.96
3480 | 0 | 0 | 3.94 | 3.94 | 3.94 | 3.94
3481 | 0 | 0 | 3.92 | 3.92 | 3.92 | 3.92
3482 | 0 | 0 | 3.91 | 3.91 | 3.91 | 3.91
3483 | 0 | 0 | 3.93 | 3.93 | 3.93 | 3.93
3484 | 0 | 0 | 4.03 | 4.03 | 4.03 | 4.03
3485 | 0 | 0 | 4.06 | 4.06 | 4.06 | 4.06
3486 | 0 | 0 | 4.06 | 4.06 | 4.06 | 4.06
3487 | 0 | 0 | 4.06 | 4.06 | 4.06 | 4.06
3488 | 0 | 0 | 4.06 | 4.06 | 4.06 | 4.06
3489 | 0 | 0 | 4.06 | 4.06 | 4.06 | 4.06
3490 | 0 | 0 | 4.06 | 4.06 | 4.06 | 4.06
3491 | 0 | 0 | 4.06 | 4.06 | 4.06 | 4.06
3492 | 0 | 0 | 4.06 | 4.06 | 4.06 | 4.06
3493 | 0 | 0 | 4.06 | 4.06 | 4.06 | 4.06
3494 | 0 | 0 | 4.06 | 4.06 | 4.06 | 4.06
3495 | 0 | 0 | 4.06 | 4.06 | 4.06 | 4.06
3496 | 0 | 0 | 4.06 | 4.06 | 4.06 | 4.06
3497 | 0 | 0 | 4.06 | 4.06 | 4.06 | 4.06
3498 | 0 | 0 | 4.06 | 4.06 | 4.06 | 4.06
3499 | 0 | 0 | 4.06 | 4.06 | 4.06 | 4.06
3500 | 0 | 0 | 4.06 | 4.06 | 4.06 | 4.06
3501 | 0 | 0 | 4.06 | 4.06 | 4.06 | 4.06
3502 | 0 | 0 | 4.06 | 4.06 | 4.06 | 4.06
3503 | 1 | 1 | 4.06 | 4.06 | 4.06 | 4.06
3504 | 0 | 0 | 4.05 | 4.05 | 4.05 | 4.05
3505 | 0 | 0 | 4.05 | 4.05 | 4.05 | 4.05
3506 | 0 | 0 | 4.05 | 4.05 | 4.05 | 4.05
3507 | 0 | 0 | 4.05 | 4.05 | 4.05 | 4.05
3508 | 0 | 0 | 4.06 | 4.06 | 4.06 | 4.06
3509 | 0 | 0 | 4.06 | 4.06 | 4.06 | 4.06
3510 | 0 | 0 | 4.06 | 4.06 | 4.06 | 4.06
3511 | 0 | 0 | 2.9471 | 2.9471 | 2.9471 | 2.9471
3512 | 0 | 0 | 4.06 | 4.06 | 4.06 | 4.06
3513 | 0 | 0 | 4.06 | 4.06 | 4.06 | 4.06
3514 | 0 | 0 | 4.06 | 4.06 | 4.06 | 4.06
3515 | 0 | 0 | 4.06 | 4.06 | 4.06 | 4.06
3516 | 0 | 0 | 4.06 | 4.06 | 4.06 | 4.06
3517 | 0 | 0 | 4.06 | 4.06 | 4.06 | 4.06
3518 | 0 | 0 | 3.5 | 3.5 | 3.5 | 3.5
3519 | 0 | 0 | 3.5 | 3.5 | 3.5 | 3.5
3520 | 0 | 0 | 3.5 | 3.5 | 3.5 | 3.5
3521 | 0 | 0 | 3.5 | 3.5 | 3.5 | 3.5
3522 | 0 | 0 | 3.5 | 3.5 | 3.5 | 3.5
3523 | 0 | 0 | 4.06 | 4.06 | 4.06 | 4.06
3524 | 0 | 0 | 4.06 | 4.06 | 4.06 | 4.06
3525 | 0 | 0 | 4.06 | 4.06 | 4.06 | 4.06
3526 | 0 | 0 | 4.06 | 4.06 | 4.06 | 4.06
3527 | 0 | 0 | 4.06 | 4.06 | 4.06 | 4.06
3528 | 0 | 0 | 4.05 | 4.05 | 4.05 | 4.05
3529 | 0 | 0 | 4.05 | 4.05 | 4.05 | 4.05
3530 | 0 | 0 | 4.04 | 4.04 | 4.04 | 4.04
3531 | 0 | 0 | 4.04 | 4.04 | 4.04 | 4.04
3532 | 0 | 0 | 4.06 | 4.06 | 4.06 | 4.06
3533 | 0 | 0 | 4.06 | 4.06 | 4.06 | 4.06
3534 | 0 | 0 | 4.06 | 4.06 | 4.06 | 4.06
3535 | 0 | 0 | 4.06 | 4.06 | 4.06 | 4.06
3536 | 0 | 0 | 4.06 | 4.06 | 4.06 | 4.06
3537 | 0 | 0 | 2.89 | 2.89 | 2.89 | 2.89
3538 | 0 | 0 | 4.06 | 4.06 | 4.06 | 4.06
3539 | 0 | 0 | 4.06 | 4.06 | 4.06 | 4.06
3540 | 0 | 0 | 4.06 | 4.06 | 4.06 | 4.06
3541 | 0 | 0 | 4.06 | 4.06 | 4.06 | 4.06
3542 | 0 | 0 | 4.06 | 4.06 | 4.06 | 4.06
3543 | 0 | 0 | 4.06 | 4.06 | 4.06 | 4.06
3544 | 0 | 0 | 4.06 | 4.06 | 4.06 | 4.06
3545 | 0 | 0 | 4.05 | 4.05 | 4.05 | 4.05
3546 | 0 | 0 | 4.05 | 4.05 | 4.05 | 4.05
3547 | 0 | 0 | 3.5 | 3.5 | 3.5 | 3.5
3548 | 0 | 0 | 3.5 | 3.5 | 3.5 | 3.5
3549 | 0 | 0 | 3.5 | 3.5 | 3.5 | 3.5
3550 | 1 | 1 | 3.5 | 3.5 | 3.5 | 3.5
3551 | 0 | 0 | 3.5 | 3.5 | 3.5 | 3.5
3552 | 0 | 0 | 3.5 | 3.5 | 3.5 | 3.5
3553 | 0 | 0 | 3.5 | 3.5 | 3.5 | 3.5
3554 | 0 | 0 | 3.5 | 3.5 | 3.5 | 3.5
3555 | 0 | 0 | 3.5 | 3.5 | 3.5 | 3.5
3556 | 0 | 0 | 3.5 | 3.5 | 3.5 | 3.5
3557 | 0 | 0 | 3.5 | 3.5 | 3.5 | 3.5
3558 | 0 | 0 | 3.5 | 3.5 | 3.5 | 3.5
3559 | 0 | 0 | 4.04 | 4.04 | 4.04 | 4.04
3560 | 0 | 0 | 4.05 | 4.05 | 4.05 | 4.05
3561 | 0 | 0 | 4.06 | 4.06 | 4.06 | 4.06
3562 | 0 | 0 | 4.06 | 4.06 | 4.06 | 4.06
3563 | 0 | 0 | 4.06 | 4.06 | 4.06 | 4.06
3564 | 0 | 0 | 4.06 | 4.06 | 4.06 | 4.06
3565 | 0 | 0 | 4.06 | 4.06 | 4.06 | 4.06
3566 | 0 | 0 | 4.06 | 4.06 | 4.06 | 4.06
3567 | 0 | 0 | 4.06 | 4.06 | 4.06 | 4.06
3568 | 0 | 0 | 4.06 | 4.06 | 4.06 | 4.06
3569 | 0 | 0 | 4.05 | 4.05 | 4.05 | 4.05
3570 | 0 | 0 | 4.05 | 4.05 | 4.05 | 4.05
3571 | 0 | 0 | 3.5 | 3.5 | 3.5 | 3.5
3572 | 0 | 0 | 3.5 | 3.5 | 3.5 | 3.5
3573 | 0 | 0 | 3.5 | 3.5 | 3.5 | 3.5
3574 | 0 | 0 | 3.5 | 3.5 | 3.5 | 3.5
3575 | 0 | 0 | 3.5 | 3.5 | 3.5 | 3.5
3576 | 0 | 0 | 3.5 | 3.5 | 3.5 | 3.5
3577 | 0 | 0 | 3.5 | 3.5 | 3.5 | 3.5
3578 | 0 | 0 | 2.56 | 2.56 | 2.56 | 2.56
3579 | 0 | 0 | 3.5 | 3.5 | 3.5 | 3.5
3580 | 0 | 0 | 3.92 | 3.92 | 3.92 | 3.92
3581 | 0 | 0 | 4.03 | 4.03 | 4.03 | 4.03
3582 | 0 | 0 | 4.06 | 4.06 | 4.06 | 4.06
3583 | 0 | 0 | 4.06 | 4.06 | 4.06 | 4.06
3584 | 0 | 0 | 4.06 | 4.06 | 4.06 | 4.06
3585 | 0 | 0 | 4.06 | 4.06 | 4.06 | 4.06
3586 | 0 | 0 | 4.06 | 4.06 | 4.06 | 4.06
3587 | 0 | 0 | 4.06 | 4.06 | 4.06 | 4.06
3588 | 0 | 0 | 4.06 | 4.06 | 4.06 | 4.06
3589 | 0 | 0 | 4.06 | 4.06 | 4.06 | 4.06
3590 | 0 | 0 | 4.06 | 4.06 | 4.06 | 4.06
3591 | 0 | 0 | 4.06 | 4.06 | 4.06 | 4.06
3592 | 0 | 0 | 4.06 | 4.06 | 4.06 | 4.06
3593 | 0 | 0 | 4.06 | 4.06 | 4.06 | 4.06
3594 | 0 | 0 | 4.06 | 4.06 | 4.06 | 4.06
3595 | 0 | 0 | 3.5 | 3.5 | 3.5 | 3.5
3596 | 0 | 0 | 3.5 | 3.5 | 3.5 | 3.5
3597 | 0 | 0 | 3.5 | 3.5 | 3.5 | 3.5
3598 | 0 | 0 | 3.5 | 3.5 | 3.5 | 3.5
3599 | 0 | 0 | 3.5 | 3.5 | 3.5 | 3.5
3600 | 0 | 0 | 3.5 | 3.5 | 3.5 | 3.5
3601 | 0 | 0 | 3.5 | 3.5 | 3.5 | 3.5
3602 | 0 | 0 | 3.5 | 3.5 | 3.5 | 3.5
3603 | 0 | 0 | 4.04 | 4.04 | 4.04 | 4.04
3604 | 0 | 0 | 4.05 | 4.05 | 4.05 | 4.05
3605 | 0 | 0 | 4.06 | 4.06 | 4.06 | 4.06
3606 | 0 | 0 | 4.06 | 4.06 | 4.06 | 4.06
3607 | 0 | 0 | 4.06 | 4.06 | 4.06 | 4.06
3608 | 0 | 0 | 4.06 | 4.06 | 4.06 | 4.06
3609 | 0 | 0 | 4.06 | 4.06 | 4.06 | 4.06
3610 | 0 | 0 | 4.06 | 4.06 | 4.06 | 4.06
3611 | 0 | 0 | 4.06 | 4.06 | 4.06 | 4.06
3612 | 0 | 0 | 4.06 | 4.06 | 4.06 | 4.06
3613 | 0 | 0 | 4.06 | 4.06 | 4.06 | 4.06
3614 | 0 | 0 | 4.06 | 4.06 | 4.06 | 4.06
3615 | 1 | 1 | 4.06 | 4.06 | 4.06 | 4.06
3616 | 0 | 0 | 4.06 | 4.06 | 4.06 | 4.06
3617 | 0 | 0 | 4.06 | 4.06 | 4.06 | 4.06
3618 | 0 | 0 | 3.2272 | 3.2272 | 3.2272 | 3.2272
3619 | 0 | 0 | 4.06 | 4.06 | 4.06 | 4.06
3620 | 0 | 0 | 4.06 | 4.06 | 4.06 | 4.06
3621 | 0 | 0 | 4.06 | 4.06 | 4.06 | 4.06
3622 | 0 | 0 | 4.06 | 4.06 | 4.06 | 4.06
3623 | 0 | 0 | 4.04 | 4.04 | 4.04 | 4.04
3624 | 0 | 0 | 4.04 | 4.04 | 4.04 | 4.04
3625 | 0 | 0 | 4.04 | 4.04 | 4.04 | 4.04
3626 | 0 | 0 | 4.03 | 4.03 | 4.03 | 4.03
3627 | 0 | 0 | 4.04 | 4.04 | 4.04 | 4.04
3628 | 0 | 0 | 4.05 | 4.05 | 4.05 | 4.05
3629 | 0 | 0 | 4.06 | 4.06 | 4.06 | 4.06
3630 | 0 | 0 | 4.06 | 4.06 | 4.06 | 4.06
3631 | 0 | 0 | 4.06 | 4.06 | 4.06 | 4.06
3632 | 0 | 0 | 4.06 | 4.06 | 4.06 | 4.06
3633 | 0 | 0 | 4.06 | 4.06 | 4.06 | 4.06
3634 | 0 | 0 | 4.06 | 4.06 | 4.06 | 4.06
3635 | 0 | 0 | 4.06 | 4.06 | 4.06 | 4.06
3636 | 0 | 0 | 4.06 | 4.06 | 4.06 | 4.06
3637 | 0 | 0 | 4.06 | 4.06 | 4.06 | 4.06
3638 | 0 | 0 | 4.06 | 4.06 | 4.06 | 4.06
3639 | 0 | 0 | 4.06 | 4.06 | 4.06 | 4.06
3640 | 0 | 0 | 4.06 | 4.06 | 4.06 | 4.06
3641 | 0 | 0 | 4.06 | 4.06 | 4.06 | 4.06
3642 | 0 | 0 | 4.06 | 4.06 | 4.06 | 4.06
3643 | 0 | 0 | 4.06 | 4.06 | 4.06 | 4.06
3644 | 0 | 0 | 4.06 | 4.06 | 4.06 | 4.06
3645 | 0 | 0 | 4.06 | 4.06 | 4.06 | 4.06
3646 | 0 | 0 | 4.06 | 4.06 | 4.06 | 4.06
3647 | 1 | 1 | 4.05 | 4.05 | 4.05 | 4.05
3648 | 0 | 0 | 4.04 | 4.04 | 4.04 | 4.04
3649 | 0 | 0 | 4.04 | 4.04 | 4.04 | 4.04
3650 | 0 | 0 | 4.03 | 4.03 | 4.03 | 4.03
3651 | 0 | 0 | 4.04 | 4.04 | 4.04 | 4.04
3652 | 0 | 0 | 4.06 | 4.06 | 4.06 | 4.06
3653 | 0 | 0 | 4.06 | 4.06 | 4.06 | 4.06
3654 | 0 | 0 | 4.06 | 4.06 | 4.06 | 4.06
3655 | 0 | 0 | 4.06 | 4.06 | 4.06 | 4.06
3656 | 0 | 0 | 4.06 | 4.06 | 4.06 | 4.06
3657 | 0 | 0 | 4.06 | 4.06 | 4.06 | 4.06
3658 | 0 | 0 | 4.06 | 4.06 | 4.06 | 4.06
3659 | 0 | 0 | 4.06 | 4.06 | 4.06 | 4.06
3660 | 0 | 0 | 4.06 | 4.06 | 4.06 | 4.06
3661 | 0 | 0 | 4.06 | 4.06 | 4.06 | 4.06
3662 | 0 | 0 | 3.6605 | 3.6605 | 3.6605 | 3.6605
3663 | 0 | 0 | 4.06 | 4.06 | 4.06 | 4.06
3664 | 0 | 0 | 4.06 | 4.06 | 4.06 | 4.06
3665 | 0 | 0 | 4.06 | 4.06 | 4.06 | 4.06
3666 | 0 | 0 | 3.5 | 3.5 | 3.5 | 3.5
3667 | 0 | 0 | 3.5 | 3.5 | 3.5 | 3.5
3668 | 0 | 0 | 3.5 | 3.5 | 3.5 | 3.5
3669 | 0 | 0 | 3.5 | 3.5 | 3.5 | 3.5
3670 | 0 | 0 | 3.5 | 3.5 | 3.5 | 3.5
3671 | 0 | 0 | 3.5 | 3.5 | 3.5 | 3.5
3672 | 0 | 0 | 3.5 | 3.5 | 3.5 | 3.5
3673 | 0 | 0 | 4.05 | 4.05 | 4.05 | 4.05
3674 | 0 | 0 | 4.05 | 4.05 | 4.05 | 4.05
3675 | 0 | 0 | 4.05 | 4.05 | 4.05 | 4.05
3676 | 0 | 0 | 4.06 | 4.06 | 4.06 | 4.06
3677 | 0 | 0 | 4.06 | 4.06 | 4.06 | 4.06
3678 | 0 | 0 | 4.06 | 4.06 | 4.06 | 4.06
3679 | 0 | 0 | 4.06 | 4.06 | 4.06 | 4.06
3680 | 0 | 0 | 4.06 | 4.06 | 4.06 | 4.06
3681 | 0 | 0 | 4.06 | 4.06 | 4.06 | 4.06
3682 | 0 | 0 | 4.06 | 4.06 | 4.06 | 4.06
3683 | 0 | 0 | 4.06 | 4.06 | 4.06 | 4.06
3684 | 0 | 0 | 4.06 | 4.06 | 4.06 | 4.06
3685 | 0 | 0 | 4.06 | 4.06 | 4.06 | 4.06
3686 | 0 | 0 | 4.06 | 4.06 | 4.06 | 4.06
3687 | 0 | 0 | 4.06 | 4.06 | 4.06 | 4.06
3688 | 0 | 0 | 4.06 | 4.06 | 4.06 | 4.06
3689 | 0 | 0 | 4.06 | 4.06 | 4.06 | 4.06
3690 | 0 | 0 | 4.06 | 4.06 | 4.06 | 4.06
3691 | 1 | 1 | 4.06 | 4.06 | 4.06 | 4.06
3692 | 0 | 0 | 3.5 | 3.5 | 3.5 | 3.5
3693 | 0 | 0 | 3.5 | 3.5 | 3.5 | 3.5
3694 | 0 | 0 | 3.5 | 3.5 | 3.5 | 3.5
3695 | 0 | 0 | 3.5 | 3.5 | 3.5 | 3.5
3696 | 0 | 0 | 3.5 | 3.5 | 3.5 | 3.5
3697 | 0 | 0 | 3.5 | 3.5 | 3.5 | 3.5
3698 | 0 | 0 | 4.05 | 4.05 | 4.05 | 4.05
3699 | 0 | 0 | 4.05 | 4.05 | 4.05 | 4.05
3700 | 0 | 0 | 4.06 | 4.06 | 4.06 | 4.06
3701 | 0 | 0 | 4.06 | 4.06 | 4.06 | 4.06
3702 | 0 | 0 | 4.06 | 4.06 | 4.06 | 4.06
3703 | 0 | 0 | 4.06 | 4.06 | 4.06 | 4.06
3704 | 0 | 0 | 4.06 | 4.06 | 4.06 | 4.06
3705 | 0 | 0 | 4.06 | 4.06 | 4.06 | 4.06
3706 | 0 | 0 | 4.06 | 4.06 | 4.06 | 4.06
3707 | 0 | 0 | 4.06 | 4.06 | 4.06 | 4.06
3708 | 0 | 0 | 4.06 | 4.06 | 4.06 | 4.06
3709 | 0 | 0 | 4.06 | 4.06 | 4.06 | 4.06
3710 | 0 | 0 | 3.5503 | 3.5503 | 3.5503 | 3.5503
3711 | 0 | 0 | 3.5 | 3.5 | 3.5 | 3.5
3712 | 0 | 0 | 3.5 | 3.5 | 3.5 | 3.5
3713 | 0 | 0 | 3.5 | 3.5 | 3.5 | 3.5
3714 | 0 | 0 | 3.5 | 3.5 | 3.5 | 3.5
3715 | 0 | 0 | 3.5 | 3.5 | 3.5 | 3.5
3716 | 0 | 0 | 4.06 | 4.06 | 4.06 | 4.06
3717 | 0 | 0 | 4.06 | 4.06 | 4.06 | 4.06
3718 | 0 | 0 | 4.06 | 4.06 | 4.06 | 4.06
3719 | 0 | 0 | 4.06 | 4.06 | 4.06 | 4.06
3720 | 0 | 0 | 4.06 | 4.06 | 4.06 | 4.06
3721 | 0 | 0 | 4.06 | 4.06 | 4.06 | 4.06
3722 | 0 | 0 | 4.06 | 4.06 | 4.06 | 4.06
3723 | 0 | 0 | 4.06 | 4.06 | 4.06 | 4.06
3724 | 0 | 0 | 4.06 | 4.06 | 4.06 | 4.06
3725 | 0 | 0 | 4.06 | 4.06 | 4.06 | 4.06
3726 | 0 | 0 | 4.06 | 4.06 | 4.06 | 4.06
3727 | 0 | 0 | 4.06 | 4.06 | 4.06 | 4.06
3728 | 0 | 0 | 3.4318 | 3.4318 | 3.4318 | 3.4318
3729 | 0 | 0 | 4.06 | 4.06 | 4.06 | 4.06
3730 | 0 | 0 | 4.06 | 4.06 | 4.06 | 4.06
3731 | 0 | 0 | 4.06 | 4.06 | 4.06 | 4.06
3732 | 0 | 0 | 4.06 | 4.06 | 4.06 | 4.06
3733 | 0 | 0 | 4.06 | 4.06 | 4.06 | 4.06
3734 | 0 | 0 | 4.06 | 4.06 | 4.06 | 4.06
3735 | 0 | 0 | 4.06 | 4.06 | 4.06 | 4.06
3736 | 0 | 0 | 3.5 | 3.5 | 3.5 | 3.5
3737 | 0 | 0 | 3.5 | 3.5 | 3.5 | 3.5
3738 | 0 | 0 | 3.5 | 3.5 | 3.5 | 3.5
3739 | 0 | 0 | 3.5 | 3.5 | 3.5 | 3.5
3740 | 0 | 0 | 3.5 | 3.5 | 3.5 | 3.5
3741 | 1 | 1 | 4.06 | 4.06 | 4.06 | 4.06
3742 | 0 | 0 | 4.06 | 4.06 | 4.06 | 4.06
3743 | 0 | 0 | 4.06 | 4.06 | 4.06 | 4.06
3744 | 0 | 0 | 4.06 | 4.06 | 4.06 | 4.06
3745 | 0 | 0 | 4.06 | 4.06 | 4.06 | 4.06
3746 | 0 | 0 | 4.06 | 4.06 | 4.06 | 4.06
3747 | 0 | 0 | 4.06 | 4.06 | 4.06 | 4.06
3748 | 0 | 0 | 4.06 | 4.06 | 4.06 | 4.06
3749 | 0 | 0 | 4.06 | 4.06 | 4.06 | 4.06
3750 | 0 | 0 | 4.06 | 4.06 | 4.06 | 4.06
3751 | 0 | 0 | 4.06 | 4.06 | 4.06 | 4.06
3752 | 0 | 0 | 4.06 | 4.06 | 4.06 | 4.06
3753 | 0 | 0 | 4.06 | 4.06 | 4.06 | 4.06
3754 | 0 | 0 | 4.06 | 4.06 | 4.06 | 4.06
3755 | 0 | 0 | 4.06 | 4.06 | 4.06 | 4.06
3756 | 0 | 0 | 4.06 | 4.06 | 4.06 | 4.06
3757 | 0 | 0 | 4.06 | 4.06 | 4.06 | 4.06
3758 | 0 | 0 | 4.06 | 4.06 | 4.06 | 4.06
3759 | 0 | 0 | 4.06 | 4.06 | 4.06 | 4.06
3760 | 0 | 0 | 4.06 | 4.06 | 4.06 | 4.06
3761 | 0 | 0 | 4.06 | 4.06 | 4.06 | 4.06
3762 | 0 | 0 | 4.06 | 4.06 | 4.06 | 4.06
3763 | 0 | 0 | 4.06 | 4.06 | 4.06 | 4.06
3764 | 1 | 1 | 4.04 | 4.04 | 4.04 | 4.04
3765 | 0 | 0 | 4.03 | 4.03 | 4.03 | 4.03
3766 | 0 | 0 | 4.01 | 4.01 | 4.01 | 4.01
3767 | 0 | 0 | 3.99 | 3.99 | 3.99 | 3.99
3768 | 0 | 0 | 3.96 | 3.96 | 3.96 | 3.96
3769 | 0 | 0 | 3.94 | 3.94 | 3.94 | 3.94
3770 | 0 | 0 | 3.94 | 3.94 | 3.94 | 3.94
3771 | 0 | 0 | 3.96 | 3.96 | 3.96 | 3.96
3772 | 0 | 0 | 4.02 | 4.02 | 4.02 | 4.02
3773 | 0 | 0 | 4.06 | 4.06 | 4.06 | 4.06
3774 | 0 | 0 | 4.06 | 4.06 | 4.06 | 4.06
3775 | 0 | 0 | 4.06 | 4.06 | 4.06 | 4.06
3776 | 0 | 0 | 4.06 | 4.06 | 4.06 | 4.06
3777 | 0 | 0 | 4.06 | 4.06 | 4.06 | 4.06
3778 | 0 | 0 | 4.06 | 4.06 | 4.06 | 4.06
3779 | 0 | 0 | 3.5 | 3.5 | 3.5 | 3.5
3780 | 0 | 0 | 3.5 | 3.5 | 3.5 | 3.5
3781 | 0 | 0 | 3.5 | 3.5 | 3.5 | 3.5
3782 | 0 | 0 | 3.5 | 3.5 | 3.5 | 3.5
3783 | 0 | 0 | 3.5 | 3.5 | 3.5 | 3.5
3784 | 0 | 0 | 3.5 | 3.5 | 3.5 | 3.5
3785 | 0 | 0 | 3.5 | 3.5 | 3.5 | 3.5
3786 | 0 | 0 | 3.5 | 3.5 | 3.5 | 3.5
3787 | 0 | 0 | 3.5 | 3.5 | 3.5 | 3.5
3788 | 0 | 0 | 3.5 | 3.5 | 3.5 | 3.5
3789 | 0 | 0 | 2.88 | 2.88 | 2.88 | 2.88
3790 | 0 | 0 | 4.06 | 4.06 | 4.06 | 4.06
3791 | 0 | 0 | 4.06 | 4.06 | 4.06 | 4.06
3792 | 0 | 0 | 4.06 | 4.06 | 4.06 | 4.06
3793 | 0 | 0 | 4.06 | 4.06 | 4.06 | 4.06
3794 | 0 | 0 | 4.06 | 4.06 | 4.06 | 4.06
3795 | 0 | 0 | 4.06 | 4.06 | 4.06 | 4.06
3796 | 0 | 0 | 4.06 | 4.06 | 4.06 | 4.06
3797 | 0 | 0 | 4.06 | 4.06 | 4.06 | 4.06
3798 | 0 | 0 | 2.8717 | 2.8717 | 2.8717 | 2.8717
3799 | 0 | 0 | 4.06 | 4.06 | 4.06 | 4.06
3800 | 0 | 0 | 4.06 | 4.06 | 4.06 | 4.06
3801 | 0 | 0 | 4.06 | 4.06 | 4.06 | 4.06
3802 | 0 | 0 | 4.06 | 4.06 | 4.06 | 4.06
3803 | 0 | 0 | 4.06 | 4.06 | 4.06 | 4.06
3804 | 0 | 0 | 4.06 | 4.06 | 4.06 | 4.06
3805 | 0 | 0 | 3.5 | 3.5 | 3.5 | 3.5
3806 | 0 | 0 | 3.5 | 3.5 | 3.5 | 3.5
3807 | 0 | 0 | 3.5 | 3.5 | 3.5 | 3.5
3808 | 0 | 0 | 3.5 | 3.5 | 3.5 | 3.5
3809 | 0 | 0 | 3.5 | 3.5 | 3.5 | 3.5
3810 | 0 | 0 | 3.5 | 3.5 | 3.5 | 3.5
3811 | 0 | 0 | 3.5 | 3.5 | 3.5 | 3.5
3812 | 0 | 0 | 3.5 | 3.5 | 3.5 | 3.5
3813 | 0 | 0 | 3.5 | 3.5 | 3.5 | 3.5
3814 | 0 | 0 | 3.5 | 3.5 | 3.5 | 3.5
3815 | 0 | 0 | 3.5 | 3.5 | 3.5 | 3.5
3816 | 0 | 0 | 3.5 | 3.5 | 3.5 | 3.5
3817 | 0 | 0 | 3.5 | 3.5 | 3.5 | 3.5
3818 | 0 | 0 | 3.5 | 3.5 | 3.5 | 3.5
3819 | 0 | 0 | 3.5 | 3.5 | 3.5 | 3.5
3820 | 0 | 0 | 3.5 | 3.5 | 3.5 | 3.5
3821 | 0 | 0 | 3.5 | 3.5 | 3.5 | 3.5
3822 | 0 | 0 | 3.5 | 3.5 | 3.5 | 3.5
3823 | 0 | 0 | 3.5 | 3.5 | 3.5 | 3.5
3824 | 0 | 0 | 4.06 | 4.06 | 4.06 | 4.06
3825 | 0 | 0 | 4.06 | 4.06 | 4.06 | 4.06
3826 | 0 | 0 | 4.06 | 4.06 | 4.06 | 4.06
3827 | 0 | 0 | 4.06 | 4.06 | 4.06 | 4.06
3828 | 0 | 0 | 4.06 | 4.06 | 4.06 | 4.06
3829 | 0 | 0 | 4.06 | 4.06 | 4.06 | 4.06
3830 | 0 | 0 | 4.06 | 4.06 | 4.06 | 4.06
3831 | 0 | 0 | 4.06 | 4.06 | 4.06 | 4.06
3832 | 0 | 0 | 4.06 | 4.06 | 4.06 | 4.06
3833 | 0 | 0 | 4.06 | 4.06 | 4.06 | 4.06
3834 | 0 | 0 | 4.06 | 4.06 | 4.06 | 4.06
3835 | 0 | 0 | 4.06 | 4.06 | 4.06 | 4.06
3836 | 0 | 0 | 4.06 | 4.06 | 4.06 | 4.06
3837 | 1 | 1 | 4.06 | 4.06 | 4.06 | 4.06
3838 | 0 | 0 | 4.06 | 4.06 | 4.06 | 4.06
3839 | 0 | 0 | 4.06 | 4.06 | 4.06 | 4.06
3840 | 0 | 0 | 4.06 | 4.06 | 4.06 | 4.06
3841 | 0 | 0 | 4.06 | 4.06 | 4.06 | 4.06
3842 | 0 | 0 | 4.06 | 4.06 | 4.06 | 4.06
3843 | 0 | 0 | 4.06 | 4.06 | 4.06 | 4.06
3844 | 0 | 0 | 4.06 | 4.06 | 4.06 | 4.06
3845 | 0 | 0 | 4.06 | 4.06 | 4.06 | 4.06
3846 | 0 | 0 | 4.06 | 4.06 | 4.06 | 4.06
3847 | 0 | 0 | 4.06 | 4.06 | 4.06 | 4.06
3848 | 0 | 0 | 4.06 | 4.06 | 4.06 | 4.06
3849 | 0 | 0 | 4.06 | 4.06 | 4.06 | 4.06
3850 | 0 | 0 | 3.2011 | 3.2011 | 3.2011 | 3.2011
3851 | 0 | 0 | 4.06 | 4.06 | 4.06 | 4.06
3852 | 0 | 0 | 4.06 | 4.06 | 4.06 | 4.06
3853 | 0 | 0 | 4.06 | 4.06 | 4.06 | 4.06
3854 | 0 | 0 | 3.5 | 3.5 | 3.5 | 3.5
3855 | 0 | 0 | 4.06 | 4.06 | 4.06 | 4.06
3856 | 0 | 0 | 4.06 | 4.06 | 4.06 | 4.06
3857 | 0 | 0 | 4.06 | 4.06 | 4.06 | 4.06
3858 | 1 | 1 | 4.06 | 4.06 | 4.06 | 4.06
3859 | 0 | 0 | 4.06 | 4.06 | 4.06 | 4.06
3860 | 0 | 0 | 4.06 | 4.06 | 4.06 | 4.06
3861 | 0 | 0 | 4.06 | 4.06 | 4.06 | 4.06
3862 | 0 | 0 | 4.06 | 4.06 | 4.06 | 4.06
3863 | 0 | 0 | 4.06 | 4.06 | 4.06 | 4.06
3864 | 0 | 0 | 3.5 | 3.5 | 3.5 | 3.5
3865 | 0 | 0 | 3.5 | 3.5 | 3.5 | 3.5
3866 | 0 | 0 | 3.5 | 3.5 | 3.5 | 3.5
3867 | 0 | 0 | 3.5 | 3.5 | 3.5 | 3.5
3868 | 0 | 0 | 3.5 | 3.5 | 3.5 | 3.5
3869 | 0 | 0 | 4.06 | 4.06 | 4.06 | 4.06
3870 | 0 | 0 | 3.0177 | 3.0177 | 3.0177 | 3.0177
3871 | 0 | 0 | 4.06 | 4.06 | 4.06 | 4.06
3872 | 0 | 0 | 4.06 | 4.06 | 4.06 | 4.06
3873 | 0 | 0 | 4.06 | 4.06 | 4.06 | 4.06
3874 | 0 | 0 | 4.06 | 4.06 | 4.06 | 4.06
3875 | 0 | 0 | 4.06 | 4.06 | 4.06 | 4.06
3876 | 0 | 0 | 4.06 | 4.06 | 4.06 | 4.06
3877 | 0 | 0 | 4.06 | 4.06 | 4.06 | 4.06
3878 | 0 | 0 | 4.06 | 4.06 | 4.06 | 4.06
3879 | 0 | 0 | 4.06 | 4.06 | 4.06 | 4.06
3880 | 0 | 0 | 4.06 | 4.06 | 4.06 | 4.06
3881 | 0 | 0 | 3.5 | 3.5 | 3.5 | 3.5
3882 | 0 | 0 | 3.5 | 3.5 | 3.5 | 3.5
3883 | 0 | 0 | 3.5 | 3.5 | 3.5 | 3.5
3884 | 0 | 0 | 3.5 | 3.5 | 3.5 | 3.5
3885 | 0 | 0 | 3.5 | 3.5 | 3.5 | 3.5
3886 | 0 | 0 | 3.5 | 3.5 | 3.5 | 3.5
3887 | 0 | 0 | 3.5 | 3.5 | 3.5 | 3.5
3888 | 0 | 0 | 4.06 | 4.06 | 4.06 | 4.06
3889 | 0 | 0 | 4.06 | 4.06 | 4.06 | 4.06
3890 | 0 | 0 | 4.06 | 4.06 | 4.06 | 4.06
3891 | 0 | 0 | 4.06 | 4.06 | 4.06 | 4.06
3892 | 0 | 0 | 4.06 | 4.06 | 4.06 | 4.06
3893 | 0 | 0 | 4.06 | 4.06 | 4.06 | 4.06
3894 | 0 | 0 | 4.06 | 4.06 | 4.06 | 4.06
3895 | 0 | 0 | 4.06 | 4.06 | 4.06 | 4.06
3896 | 0 | 0 | 4.06 | 4.06 | 4.06 | 4.06
3897 | 0 | 0 | 4.06 | 4.06 | 4.06 | 4.06
3898 | 0 | 0 | 3.5 | 3.5 | 3.5 | 3.5
3899 | 0 | 0 | 3.5 | 3.5 | 3.5 | 3.5
3900 | 0 | 0 | 3.5 | 3.5 | 3.5 | 3.5
3901 | 0 | 0 | 3.5 | 3.5 | 3.5 | 3.5
3902 | 0 | 0 | 3.5 | 3.5 | 3.5 | 3.5
3903 | 0 | 0 | 3.5 | 3.5 | 3.5 | 3.5
3904 | 0 | 0 | 3.5 | 3.5 | 3.5 | 3.5
3905 | 0 | 0 | 4.06 | 4.06 | 4.06 | 4.06
3906 | 0 | 0 | 4.06 | 4.06 | 4.06 | 4.06
3907 | 0 | 0 | 4.06 | 4.06 | 4.06 | 4.06
3908 | 0 | 0 | 4.06 | 4.06 | 4.06 | 4.06
3909 | 0 | 0 | 4.06 | 4.06 | 4.06 | 4.06
3910 | 0 | 0 | 4.06 | 4.06 | 4.06 | 4.06
3911 | 0 | 0 | 4.06 | 4.06 | 4.06 | 4.06
3912 | 0 | 0 | 4.06 | 4.06 | 4.06 | 4.06
3913 | 0 | 0 | 3.5 | 3.5 | 3.5 | 3.5
3914 | 0 | 0 | 3.5 | 3.5 | 3.5 | 3.5
3915 | 0 | 0 | 3.5 | 3.5 | 3.5 | 3.5
3916 | 0 | 0 | 3.5 | 3.5 | 3.5 | 3.5
3917 | 0 | 0 | 3.5 | 3.5 | 3.5 | 3.5
3918 | 0 | 0 | 3.5 | 3.5 | 3.5 | 3.5
3919 | 0 | 0 | 4.06 | 4.06 | 4.06 | 4.06
3920 | 0 | 0 | 4.06 | 4.06 | 4.06 | 4.06
3921 | 0 | 0 | 4.06 | 4.06 | 4.06 | 4.06
3922 | 0 | 0 | 4.06 | 4.06 | 4.06 | 4.06
3923 | 0 | 0 | 4.06 | 4.06 | 4.06 | 4.06
3924 | 0 | 0 | 3.2461 | 3.2461 | 3.2461 | 3.2461
3925 | 0 | 0 | 4.06 | 4.06 | 4.06 | 4.06
3926 | 0 | 0 | 4.06 | 4.06 | 4.06 | 4.06
3927 | 0 | 0 | 4.06 | 4.06 | 4.06 | 4.06
3928 | 0 | 0 | 4.06 | 4.06 | 4.06 | 4.06
3929 | 0 | 0 | 4.06 | 4.06 | 4.06 | 4.06
3930 | 0 | 0 | 4.06 | 4.06 | 4.06 | 4.06
3931 | 0 | 0 | 3.5 | 3.5 | 3.5 | 3.5
3932 | 0 | 0 | 3.5 | 3.5 | 3.5 | 3.5
3933 | 0 | 0 | 3.5 | 3.5 | 3.5 | 3.5
3934 | 0 | 0 | 3.5 | 3.5 | 3.5 | 3.5
3935 | 0 | 0 | 4.06 | 4.06 | 4.06 | 4.06
3936 | 0 | 0 | 4.06 | 4.06 | 4.06 | 4.06
3937 | 0 | 0 | 4.06 | 4.06 | 4.06 | 4.06
3938 | 0 | 0 | 4.06 | 4.06 | 4.06 | 4.06
3939 | 0 | 0 | 4.06 | 4.06 | 4.06 | 4.06
3940 | 1 | 1 | 4.06 | 4.06 | 4.06 | 4.06
3941 | 0 | 0 | 4.06 | 4.06 | 4.06 | 4.06
3942 | 0 | 0 | 4.06 | 4.06 | 4.06 | 4.06
3943 | 0 | 0 | 4.06 | 4.06 | 4.06 | 4.06
3944 | 0 | 0 | 4.06 | 4.06 | 4.06 | 4.06
3945 | 0 | 0 | 4.06 | 4.06 | 4.06 | 4.06
3946 | 0 | 0 | 4.06 | 4.06 | 4.06 | 4.06
3947 | 0 | 0 | 4.06 | 4.06 | 4.06 | 4.06
3948 | 0 | 0 | 4.06 | 4.06 | 4.06 | 4.06
3949 | 0 | 0 | 4.06 | 4.06 | 4.06 | 4.06
3950 | 0 | 0 | 4.06 | 4.06 | 4.06 | 4.06
3951 | 0 | 0 | 4.06 | 4.06 | 4.06 | 4.06
3952 | 0 | 0 | 4.06 | 4.06 | 4.06 | 4.06
3953 | 0 | 0 | 4.06 | 4.06 | 4.06 | 4.06
3954 | 0 | 0 | 4.06 | 4.06 | 4.06 | 4.06
3955 | 1 | 1 | 4.06 | 4.06 | 4.06 | 4.06
3956 | 0 | 0 | 3.5 | 3.5 | 3.5 | 3.5
3957 | 0 | 0 | 3.5 | 3.5 | 3.5 | 3.5
3958 | 0 | 0 | 4.06 | 4.06 | 4.06 | 4.06
3959 | 0 | 0 | 4.06 | 4.06 | 4.06 | 4.06
3960 | 0 | 0 | 4.06 | 4.06 | 4.06 | 4.06
3961 | 0 | 0 | 4.06 | 4.06 | 4.06 | 4.06
3962 | 0 | 0 | 4.06 | 4.06 | 4.06 | 4.06
3963 | 0 | 0 | 4.06 | 4.06 | 4.06 | 4.06
3964 | 0 | 0 | 4.06 | 4.06 | 4.06 | 4.06
3965 | 0 | 0 | 4.06 | 4.06 | 4.06 | 4.06
3966 | 0 | 0 | 4.06 | 4.06 | 4.06 | 4.06
3967 | 0 | 0 | 3.5 | 3.5 | 3.5 | 3.5
3968 | 0 | 0 | 3.5 | 3.5 | 3.5 | 3.5
3969 | 0 | 0 | 3.5 | 3.5 | 3.5 | 3.5
3970 | 0 | 0 | 4.06 | 4.06 | 4.06 | 4.06
3971 | 0 | 0 | 4.06 | 4.06 | 4.06 | 4.06
3972 | 0 | 0 | 4.06 | 4.06 | 4.06 | 4.06
3973 | 0 | 0 | 3.347 | 3.347 | 3.347 | 3.347
3974 | 0 | 0 | 4.06 | 4.06 | 4.06 | 4.06
3975 | 0 | 0 | 4.06 | 4.06 | 4.06 | 4.06
3976 | 0 | 0 | 4.06 | 4.06 | 4.06 | 4.06
3977 | 0 | 0 | 4.06 | 4.06 | 4.06 | 4.06
3978 | 0 | 0 | 4.06 | 4.06 | 4.06 | 4.06
3979 | 0 | 0 | 4.06 | 4.06 | 4.06 | 4.06
3980 | 0 | 0 | 3.5 | 3.5 | 3.5 | 3.5
3981 | 1 | 1 | 4.06 | 4.06 | 4.06 | 4.06
3982 | 0 | 0 | 4.06 | 4.06 | 4.06 | 4.06
3983 | 0 | 0 | 4.06 | 4.06 | 4.06 | 4.06
3984 | 0 | 0 | 4.06 | 4.06 | 4.06 | 4.06
3985 | 0 | 0 | 4.06 | 4.06 | 4.06 | 4.06
3986 | 0 | 0 | 4.06 | 4.06 | 4.06 | 4.06
3987 | 0 | 0 | 4.06 | 4.06 | 4.06 | 4.06
3988 | 0 | 0 | 4.06 | 4.06 | 4.06 | 4.06
3989 | 0 | 0 | 4.06 | 4.06 | 4.06 | 4.06
3990 | 0 | 0 | 3.5 | 3.5 | 3.5 | 3.5
3991 | 0 | 0 | 3.5 | 3.5 | 3.5 | 3.5
3992 | 0 | 0 | 3.5 | 3.5 | 3.5 | 3.5
3993 | 0 | 0 | 3.5 | 3.5 | 3.5 | 3.5
3994 | 0 | 0 | 3.5 | 3.5 | 3.5 | 3.5
3995 | 0 | 0 | 3.5 | 3.5 | 3.5 | 3.5
3996 | 0 | 0 | 3.5 | 3.5 | 3.5 | 3.5
3997 | 0 | 0 | 3.5 | 3.5 | 3.5 | 3.5
3998 | 0 | 0 | 3.5 | 3.5 | 3.5 | 3.5
3999 | 0 | 0 | 3.5 | 3.5 | 3.5 | 3.5
4000 | 0 | 0 | 3.5 | 3.5 | 3.5 | 3.5
4001 | 0 | 0 | 3.5 | 3.5 | 3.5 | 3.5
4002 | 0 | 0 | 3.5 | 3.5 | 3.5 | 3.5
4003 | 0 | 0 | 3.5 | 3.5 | 3.5 | 3.5
4004 | 0 | 0 | 3.5 | 3.5 | 3.5 | 3.5
4005 | 0 | 0 | 3.5 | 3.5 | 3.5 | 3.5
4006 | 0 | 0 | 3.5 | 3.5 | 3.5 | 3.5
4007 | 0 | 0 | 3.5 | 3.5 | 3.5 | 3.5
4008 | 0 | 0 | 3.5 | 3.5 | 3.5 | 3.5
4009 | 0 | 0 | 3.5 | 3.5 | 3.5 | 3.5
4010 | 0 | 0 | 3.5 | 3.5 | 3.5 | 3.5
4011 | 0 | 0 | 3.5 | 3.5 | 3.5 | 3.5
4012 | 0 | 0 | 4.06 | 4.06 | 4.06 | 4.06
4013 | 0 | 0 | 4.06 | 4.06 | 4.06 | 4.06
4014 | 0 | 0 | 4.06 | 4.06 | 4.06 | 4.06
4015 | 0 | 0 | 3.1607 | 3.1607 | 3.1607 | 3.1607
4016 | 0 | 0 | 4.06 | 4.06 | 4.06 | 4.06
4017 | 0 | 0 | 4.06 | 4.06 | 4.06 | 4.06
4018 | 0 | 0 | 4.06 | 4.06 | 4.06 | 4.06
4019 | 0 | 0 | 4.06 | 4.06 | 4.06 | 4.06
4020 | 0 | 0 | 4.06 | 4.06 | 4.06 | 4.06
4021 | 0 | 0 | 3.5 | 3.5 | 3.5 | 3.5
4022 | 0 | 0 | 3.5 | 3.5 | 3.5 | 3.5
4023 | 0 | 0 | 3.5 | 3.5 | 3.5 | 3.5
4024 | 0 | 0 | 3.5 | 3.5 | 3.5 | 3.5
4025 | 0 | 0 | 3.5 | 3.5 | 3.5 | 3.5
4026 | 0 | 0 | 3.5 | 3.5 | 3.5 | 3.5
4027 | 1 | 1 | 3.5 | 3.5 | 3.5 | 3.5
4028 | 0 | 0 | 3.5 | 3.5 | 3.5 | 3.5
4029 | 0 | 0 | 3.5 | 3.5 | 3.5 | 3.5
4030 | 0 | 0 | 3.5 | 3.5 | 3.5 | 3.5
4031 | 0 | 0 | 3.5 | 3.5 | 3.5 | 3.5
4032 | 0 | 0 | 3.5 | 3.5 | 3.5 | 3.5
4033 | 0 | 0 | 4.06 | 4.06 | 4.06 | 4.06
4034 | 0 | 0 | 4.06 | 4.06 | 4.06 | 4.06
4035 | 0 | 0 | 4.06 | 4.06 | 4.06 | 4.06
4036 | 0 | 0 | 4.06 | 4.06 | 4.06 | 4.06
4037 | 0 | 0 | 4.06 | 4.06 | 4.06 | 4.06
4038 | 0 | 0 | 4.06 | 4.06 | 4.06 | 4.06
4039 | 0 | 0 | 4.06 | 4.06 | 4.06 | 4.06
4040 | 0 | 0 | 3.3904 | 3.3904 | 3.3904 | 3.3904
4041 | 0 | 0 | 4.06 | 4.06 | 4.06 | 4.06
4042 | 0 | 0 | 3.5 | 3.5 | 3.5 | 3.5
4043 | 0 | 0 | 4.06 | 4.06 | 4.06 | 4.06
4044 | 0 | 0 | 4.06 | 4.06 | 4.06 | 4.06
4045 | 0 | 0 | 4.06 | 4.06 | 4.06 | 4.06
4046 | 0 | 0 | 4.06 | 4.06 | 4.06 | 4.06
4047 | 0 | 0 | 4.06 | 4.06 | 4.06 | 4.06
4048 | 0 | 0 | 4.06 | 4.06 | 4.06 | 4.06
4049 | 0 | 0 | 4.06 | 4.06 | 4.06 | 4.06
4050 | 1 | 1 | 4.06 | 4.06 | 4.06 | 4.06
4051 | 0 | 0 | 4.06 | 4.06 | 4.06 | 4.06
4052 | 0 | 0 | 4.06 | 4.06 | 4.06 | 4.06
4053 | 0 | 0 | 4.06 | 4.06 | 4.06 | 4.06
4054 | 0 | 0 | 4.06 | 4.06 | 4.06 | 4.06
4055 | 0 | 0 | 4.06 | 4.06 | 4.06 | 4.06
4056 | 0 | 0 | 4.06 | 4.06 | 4.06 | 4.06
4057 | 0 | 0 | 4.06 | 4.06 | 4.06 | 4.06
4058 | 0 | 0 | 4.06 | 4.06 | 4.06 | 4.06
4059 | 0 | 0 | 4.06 | 4.06 | 4.06 | 4.06
4060 | 0 | 0 | 4.06 | 4.06 | 4.06 | 4.06
4061 | 0 | 0 | 4.06 | 4.06 | 4.06 | 4.06
4062 | 0 | 0 | 4.06 | 4.06 | 4.06 | 4.06
4063 | 0 | 0 | 3.4112 | 3.4112 | 3.4112 | 3.4112
4064 | 0 | 0 | 4.06 | 4.06 | 4.06 | 4.06
4065 | 0 | 0 | 4.06 | 4.06 | 4.06 | 4.06
4066 | 0 | 0 | 4.06 | 4.06 | 4.06 | 4.06
4067 | 0 | 0 | 4.06 | 4.06 | 4.06 | 4.06
4068 | 0 | 0 | 4.06 | 4.06 | 4.06 | 4.06
4069 | 0 | 0 | 4.06 | 4.06 | 4.06 | 4.06
4070 | 0 | 0 | 4.06 | 4.06 | 4.06 | 4.06
4071 | 0 | 0 | 4.06 | 4.06 | 4.06 | 4.06
4072 | 0 | 0 | 4.06 | 4.06 | 4.06 | 4.06
4073 | 0 | 0 | 4.06 | 4.06 | 4.06 | 4.06
4074 | 0 | 0 | 3.5 | 3.5 | 3.5 | 3.5
4075 | 0 | 0 | 3.5 | 3.5 | 3.5 | 3.5
4076 | 0 | 0 | 3.5 | 3.5 | 3.5 | 3.5
4077 | 0 | 0 | 4.06 | 4.06 | 4.06 | 4.06
4078 | 0 | 0 | 4.06 | 4.06 | 4.06 | 4.06
4079 | 0 | 0 | 4.06 | 4.06 | 4.06 | 4.06
4080 | 0 | 0 | 4.06 | 4.06 | 4.06 | 4.06
4081 | 0 | 0 | 4.06 | 4.06 | 4.06 | 4.06
4082 | 0 | 0 | 4.06 | 4.06 | 4.06 | 4.06
4083 | 0 | 0 | 4.06 | 4.06 | 4.06 | 4.06
4084 | 0 | 0 | 4.06 | 4.06 | 4.06 | 4.06
4085 | 0 | 0 | 4.06 | 4.06 | 4.06 | 4.06
4086 | 0 | 0 | 4.06 | 4.06 | 4.06 | 4.06
4087 | 0 | 0 | 4.06 | 4.06 | 4.06 | 4.06
4088 | 0 | 0 | 4.06 | 4.06 | 4.06 | 4.06
4089 | 0 | 0 | 4.06 | 4.06 | 4.06 | 4.06
4090 | 0 | 0 | 4.06 | 4.06 | 4.06 | 4.06
4091 | 0 | 0 | 4.06 | 4.06 | 4.06 | 4.06
4092 | 0 | 0 | 3.5 | 3.5 | 3.5 | 3.5
4093 | 0 | 0 | 3.5 | 3.5 | 3.5 | 3.5
4094 | 0 | 0 | 3.5 | 3.5 | 3.5 | 3.5
4095 | 0 | 0 | 3.5 | 3.5 | 3.5 | 3.5
4096 | 0 | 0 | 3.5 | 3.5 | 3.5 | 3.5
4097 | 0 | 0 | 3.5 | 3.5 | 3.5 | 3.5
4098 | 0 | 0 | 3.5 | 3.5 | 3.5 | 3.5
4099 | 0 | 0 | 4.06 | 4.06 | 4.06 | 4.06
4100 | 0 | 0 | 4.06 | 4.06 | 4.06 | 4.06
4101 | 0 | 0 | 2.9441 | 2.9441 | 2.9441 | 2.9441
4102 | 0 | 0 | 4.06 | 4.06 | 4.06 | 4.06
4103 | 0 | 0 | 4.06 | 4.06 | 4.06 | 4.06
4104 | 0 | 0 | 4.06 | 4.06 | 4.06 | 4.06
4105 | 0 | 0 | 4.06 | 4.06 | 4.06 | 4.06
4106 | 0 | 0 | 4.06 | 4.06 | 4.06 | 4.06
4107 | 0 | 0 | 4.06 | 4.06 | 4.06 | 4.06
4108 | 0 | 0 | 4.06 | 4.06 | 4.06 | 4.06
4109 | 0 | 0 | 4.06 | 4.06 | 4.06 | 4.06
4110 | 0 | 0 | 4.06 | 4.06 | 4.06 | 4.06
4111 | 0 | 0 | 4.06 | 4.06 | 4.06 | 4.06
4112 | 0 | 0 | 4.06 | 4.06 | 4.06 | 4.06
4113 | 0 | 0 | 4.06 | 4.06 | 4.06 | 4.06
4114 | 0 | 0 | 4.06 | 4.06 | 4.06 | 4.06
4115 | 0 | 0 | 4.06 | 4.06 | 4.06 | 4.06
4116 | 0 | 0 | 4.06 | 4.06 | 4.06 | 4.06
4117 | 0 | 0 | 4.06 | 4.06 | 4.06 | 4.06
4118 | 0 | 0 | 4.06 | 4.06 | 4.06 | 4.06
4119 | 0 | 0 | 4.06 | 4.06 | 4.06 | 4.06
4120 | 0 | 0 | 3.5 | 3.5 | 3.5 | 3.5
4121 | 0 | 0 | 3.5 | 3.5 | 3.5 | 3.5
4122 | 0 | 0 | 3.5 | 3.5 | 3.5 | 3.5
4123 | 0 | 0 | 3.5 | 3.5 | 3.5 | 3.5
4124 | 0 | 0 | 3.5 | 3.5 | 3.5 | 3.5
4125 | 0 | 0 | 4.06 | 4.06 | 4.06 | 4.06
4126 | 0 | 0 | 4.06 | 4.06 | 4.06 | 4.06
4127 | 0 | 0 | 4.06 | 4.06 | 4.06 | 4.06
4128 | 0 | 0 | 4.05 | 4.05 | 4.05 | 4.05
4129 | 0 | 0 | 4.05 | 4.05 | 4.05 | 4.05
4130 | 0 | 0 | 4.04 | 4.04 | 4.04 | 4.04
4131 | 0 | 0 | 4.05 | 4.05 | 4.05 | 4.05
4132 | 0 | 0 | 4.06 | 4.06 | 4.06 | 4.06
4133 | 0 | 0 | 4.06 | 4.06 | 4.06 | 4.06
4134 | 0 | 0 | 4.06 | 4.06 | 4.06 | 4.06
4135 | 0 | 0 | 4.06 | 4.06 | 4.06 | 4.06
4136 | 0 | 0 | 4.06 | 4.06 | 4.06 | 4.06
4137 | 0 | 0 | 4.06 | 4.06 | 4.06 | 4.06
4138 | 0 | 0 | 4.06 | 4.06 | 4.06 | 4.06
4139 | 0 | 0 | 3.2727 | 3.2727 | 3.2727 | 3.2727
4140 | 0 | 0 | 4.06 | 4.06 | 4.06 | 4.06
4141 | 0 | 0 | 4.06 | 4.06 | 4.06 | 4.06
4142 | 0 | 0 | 4.06 | 4.06 | 4.06 | 4.06
4143 | 0 | 0 | 4.06 | 4.06 | 4.06 | 4.06
4144 | 0 | 0 | 4.06 | 4.06 | 4.06 | 4.06
4145 | 0 | 0 | 4.06 | 4.06 | 4.06 | 4.06
4146 | 0 | 0 | 3.5 | 3.5 | 3.5 | 3.5
4147 | 0 | 0 | 3.5 | 3.5 | 3.5 | 3.5
4148 | 0 | 0 | 3.5 | 3.5 | 3.5 | 3.5
4149 | 0 | 0 | 4.06 | 4.06 | 4.06 | 4.06
4150 | 0 | 0 | 4.06 | 4.06 | 4.06 | 4.06
4151 | 0 | 0 | 4.06 | 4.06 | 4.06 | 4.06
4152 | 0 | 0 | 4.06 | 4.06 | 4.06 | 4.06
4153 | 0 | 0 | 4.06 | 4.06 | 4.06 | 4.06
4154 | 0 | 0 | 4.06 | 4.06 | 4.06 | 4.06
4155 | 0 | 0 | 4.06 | 4.06 | 4.06 | 4.06
4156 | 0 | 0 | 4.06 | 4.06 | 4.06 | 4.06
4157 | 0 | 0 | 3.5 | 3.5 | 3.5 | 3.5
4158 | 0 | 0 | 3.5 | 3.5 | 3.5 | 3.5
4159 | 0 | 0 | 3.5 | 3.5 | 3.5 | 3.5
4160 | 0 | 0 | 3.5 | 3.5 | 3.5 | 3.5
4161 | 0 | 0 | 3.5 | 3.5 | 3.5 | 3.5
4162 | 0 | 0 | 3.5 | 3.5 | 3.5 | 3.5
4163 | 0 | 0 | 3.5 | 3.5 | 3.5 | 3.5
4164 | 0 | 0 | 3.5 | 3.5 | 3.5 | 3.5
4165 | 0 | 0 | 3.5 | 3.5 | 3.5 | 3.5
4166 | 0 | 0 | 3.5 | 3.5 | 3.5 | 3.5
4167 | 0 | 0 | 3.5 | 3.5 | 3.5 | 3.5
4168 | 0 | 0 | 3.5 | 3.5 | 3.5 | 3.5
4169 | 0 | 0 | 3.5 | 3.5 | 3.5 | 3.5
4170 | 0 | 0 | 3.5 | 3.5 | 3.5 | 3.5
4171 | 0 | 0 | 3.5 | 3.5 | 3.5 | 3.5
4172 | 1 | 1 | 3.5 | 3.5 | 3.5 | 3.5
4173 | 0 | 0 | 3.5 | 3.5 | 3.5 | 3.5
4174 | 0 | 0 | 3.5 | 3.5 | 3.5 | 3.5
4175 | 0 | 0 | 3.5 | 3.5 | 3.5 | 3.5
4176 | 0 | 0 | 3.5 | 3.5 | 3.5 | 3.5
4177 | 0 | 0 | 3.5 | 3.5 | 3.5 | 3.5
4178 | 0 | 0 | 3.5 | 3.5 | 3.5 | 3.5
4179 | 0 | 0 | 3.5 | 3.5 | 3.5 | 3.5
4180 | 0 | 0 | 3.5 | 3.5 | 3.5 | 3.5
4181 | 0 | 0 | 3.5 | 3.5 | 3.5 | 3.5
4182 | 0 | 0 | 3.5 | 3.5 | 3.5 | 3.5
4183 | 0 | 0 | 3.5 | 3.5 | 3.5 | 3.5
4184 | 0 | 0 | 3.5 | 3.5 | 3.5 | 3.5
4185 | 0 | 0 | 3.5 | 3.5 | 3.5 | 3.5
4186 | 0 | 0 | 3.5 | 3.5 | 3.5 | 3.5
4187 | 0 | 0 | 3.5 | 3.5 | 3.5 | 3.5
4188 | 0 | 0 | 3.5 | 3.5 | 3.5 | 3.5
4189 | 0 | 0 | 3.5 | 3.5 | 3.5 | 3.5
4190 | 0 | 0 | 3.5 | 3.5 | 3.5 | 3.5
4191 | 0 | 0 | 3.5 | 3.5 | 3.5 | 3.5
4192 | 0 | 0 | 3.5 | 3.5 | 3.5 | 3.5
4193 | 0 | 0 | 3.5 | 3.5 | 3.5 | 3.5
4194 | 0 | 0 | 3.5 | 3.5 | 3.5 | 3.5
4195 | 0 | 0 | 3.35 | 3.35 | 3.35 | 3.35
4196 | 0 | 0 | 3.5 | 3.5 | 3.5 | 3.5
4197 | 0 | 0 | 3.5 | 3.5 | 3.5 | 3.5
4198 | 0 | 0 | 3.5 | 3.5 | 3.5 | 3.5
4199 | 0 | 0 | 3.5 | 3.5 | 3.5 | 3.5
4200 | 0 | 0 | 3.5 | 3.5 | 3.5 | 3.5
4201 | 0 | 0 | 3.5 | 3.5 | 3.5 | 3.5
4202 | 0 | 0 | 3.5 | 3.5 | 3.5 | 3.5
4203 | 0 | 0 | 3.5 | 3.5 | 3.5 | 3.5
4204 | 0 | 0 | 3.5 | 3.5 | 3.5 | 3.5
4205 | 0 | 0 | 3.5 | 3.5 | 3.5 | 3.5
4206 | 0 | 0 | 3.5 | 3.5 | 3.5 | 3.5
4207 | 0 | 0 | 3.5 | 3.5 | 3.5 | 3.5
4208 | 0 | 0 | 3.5 | 3.5 | 3.5 | 3.5
4209 | 0 | 0 | 3.5 | 3.5 | 3.5 | 3.5
4210 | 0 | 0 | 3.5 | 3.5 | 3.5 | 3.5
4211 | 0 | 0 | 3.5 | 3.5 | 3.5 | 3.5
4212 | 0 | 0 | 3.5 | 3.5 | 3.5 | 3.5
4213 | 0 | 0 | 3.5 | 3.5 | 3.5 | 3.5
4214 | 0 | 0 | 3.5 | 3.5 | 3.5 | 3.5
4215 | 0 | 0 | 3.5 | 3.5 | 3.5 | 3.5
4216 | 0 | 0 | 3.5 | 3.5 | 3.5 | 3.5
4217 | 0 | 0 | 3.5 | 3.5 | 3.5 | 3.5
4218 | 0 | 0 | 3.5 | 3.5 | 3.5 | 3.5
4219 | 1 | 1 | 3.5 | 3.5 | 3.5 | 3.5
4220 | 0 | 0 | 3.5 | 3.5 | 3.5 | 3.5
4221 | 0 | 0 | 3.5 | 3.5 | 3.5 | 3.5
4222 | 0 | 0 | 3.5 | 3.5 | 3.5 | 3.5
4223 | 0 | 0 | 3.5 | 3.5 | 3.5 | 3.5
4224 | 0 | 0 | 3.5 | 3.5 | 3.5 | 3.5
4225 | 0 | 0 | 3.5 | 3.5 | 3.5 | 3.5
4226 | 1 | 1 | 3.5 | 3.5 | 3.5 | 3.5
4227 | 0 | 0 | 3.5 | 3.5 | 3.5 | 3.5
4228 | 0 | 0 | 3.5 | 3.5 | 3.5 | 3.5
4229 | 0 | 0 | 3.37 | 3.37 | 3.37 | 3.37
4230 | 0 | 0 | 3.5 | 3.5 | 3.5 | 3.5
4231 | 0 | 0 | 3.5 | 3.5 | 3.5 | 3.5
4232 | 0 | 0 | 3.5 | 3.5 | 3.5 | 3.5
4233 | 0 | 0 | 3.5 | 3.5 | 3.5 | 3.5
4234 | 0 | 0 | 3.5 | 3.5 | 3.5 | 3.5
4235 | 0 | 0 | 3.5 | 3.5 | 3.5 | 3.5
4236 | 0 | 0 | 3.5 | 3.5 | 3.5 | 3.5
4237 | 0 | 0 | 3.5 | 3.5 | 3.5 | 3.5
4238 | 0 | 0 | 3.5 | 3.5 | 3.5 | 3.5
4239 | 0 | 0 | 3.5 | 3.5 | 3.5 | 3.5
4240 | 0 | 0 | 3.5 | 3.5 | 3.5 | 3.5
4241 | 1 | 1 | 3.5 | 3.5 | 3.5 | 3.5
4242 | 0 | 0 | 3.5 | 3.5 | 3.5 | 3.5
4243 | 0 | 0 | 3.5 | 3.5 | 3.5 | 3.5
4244 | 0 | 0 | 3.5 | 3.5 | 3.5 | 3.5
4245 | 0 | 0 | 3.5 | 3.5 | 3.5 | 3.5
4246 | 0 | 0 | 3.5 | 3.5 | 3.5 | 3.5
4247 | 0 | 0 | 3.5 | 3.5 | 3.5 | 3.5
4248 | 0 | 0 | 3.5 | 3.5 | 3.5 | 3.5
4249 | 0 | 0 | 3.5 | 3.5 | 3.5 | 3.5
4250 | 0 | 0 | 3.5 | 3.5 | 3.5 | 3.5
4251 | 0 | 0 | 3.5 | 3.5 | 3.5 | 3.5
4252 | 0 | 0 | 3.5 | 3.5 | 3.5 | 3.5
4253 | 0 | 0 | 3.5 | 3.5 | 3.5 | 3.5
4254 | 0 | 0 | 3.5 | 3.5 | 3.5 | 3.5
4255 | 0 | 0 | 3.5 | 3.5 | 3.5 | 3.5
4256 | 0 | 0 | 3.24 | 3.24 | 3.24 | 3.24
4257 | 0 | 0 | 3.5 | 3.5 | 3.5 | 3.5
4258 | 0 | 0 | 3.5 | 3.5 | 3.5 | 3.5
4259 | 0 | 0 | 3.5 | 3.5 | 3.5 | 3.5
4260 | 0 | 0 | 3.5 | 3.5 | 3.5 | 3.5
4261 | 0 | 0 | 3.5 | 3.5 | 3.5 | 3.5
4262 | 0 | 0 | 3.5 | 3.5 | 3.5 | 3.5
4263 | 0 | 0 | 3.5 | 3.5 | 3.5 | 3.5
4264 | 0 | 0 | 3.5 | 3.5 | 3.5 | 3.5
4265 | 0 | 0 | 3.5 | 3.5 | 3.5 | 3.5
4266 | 0 | 0 | 3.5 | 3.5 | 3.5 | 3.5
4267 | 0 | 0 | 3.5 | 3.5 | 3.5 | 3.5
4268 | 0 | 0 | 3.5 | 3.5 | 3.5 | 3.5
4269 | 0 | 0 | 3.5 | 3.5 | 3.5 | 3.5
4270 | 0 | 0 | 3.5 | 3.5 | 3.5 | 3.5
4271 | 1 | 1 | 3.5 | 3.5 | 3.5 | 3.5
4272 | 0 | 0 | 3.5 | 3.5 | 3.5 | 3.5
4273 | 0 | 0 | 3.5 | 3.5 | 3.5 | 3.5
4274 | 0 | 0 | 3.5 | 3.5 | 3.5 | 3.5
4275 | 0 | 0 | 3.5 | 3.5 | 3.5 | 3.5
4276 | 0 | 0 | 3.5 | 3.5 | 3.5 | 3.5
4277 | 0 | 0 | 3.5 | 3.5 | 3.5 | 3.5
4278 | 0 | 0 | 3.5 | 3.5 | 3.5 | 3.5
4279 | 0 | 0 | 3.5 | 3.5 | 3.5 | 3.5
4280 | 0 | 0 | 3.5 | 3.5 | 3.5 | 3.5
4281 | 0 | 0 | 4.06 | 4.06 | 4.06 | 4.06
4282 | 0 | 0 | 4.06 | 4.06 | 4.06 | 4.06
4283 | 0 | 0 | 4.06 | 4.06 | 4.06 | 4.06
4284 | 0 | 0 | 4.06 | 4.06 | 4.06 | 4.06
4285 | 0 | 0 | 4.06 | 4.06 | 4.06 | 4.06
4286 | 0 | 0 | 4.06 | 4.06 | 4.06 | 4.06
4287 | 0 | 0 | 4.06 | 4.06 | 4.06 | 4.06
4288 | 0 | 0 | 4.06 | 4.06 | 4.06 | 4.06
4289 | 0 | 0 | 4.06 | 4.06 | 4.06 | 4.06
4290 | 0 | 0 | 4.06 | 4.06 | 4.06 | 4.06
4291 | 0 | 0 | 4.06 | 4.06 | 4.06 | 4.06
4292 | 0 | 0 | 4.06 | 4.06 | 4.06 | 4.06
4293 | 0 | 0 | 4.06 | 4.06 | 4.06 | 4.06
4294 | 0 | 0 | 4.06 | 4.06 | 4.06 | 4.06
4295 | 0 | 0 | 3.5 | 3.5 | 3.5 | 3.5
4296 | 0 | 0 | 3.5 | 3.5 | 3.5 | 3.5
4297 | 0 | 0 | 3.5 | 3.5 | 3.5 | 3.5
4298 | 0 | 0 | 3.5 | 3.5 | 3.5 | 3.5
4299 | 0 | 0 | 4.06 | 4.06 | 4.06 | 4.06
4300 | 0 | 0 | 4.06 | 4.06 | 4.06 | 4.06
4301 | 0 | 0 | 4.06 | 4.06 | 4.06 | 4.06
4302 | 0 | 0 | 4.06 | 4.06 | 4.06 | 4.06
4303 | 0 | 0 | 4.06 | 4.06 | 4.06 | 4.06
4304 | 0 | 0 | 4.06 | 4.06 | 4.06 | 4.06
4305 | 0 | 0 | 3.484 | 3.484 | 3.484 | 3.484
4306 | 0 | 0 | 4.06 | 4.06 | 4.06 | 4.06
4307 | 0 | 0 | 4.06 | 4.06 | 4.06 | 4.06
4308 | 0 | 0 | 4.06 | 4.06 | 4.06 | 4.06
4309 | 0 | 0 | 4.06 | 4.06 | 4.06 | 4.06
4310 | 0 | 0 | 4.06 | 4.06 | 4.06 | 4.06
4311 | 0 | 0 | 3.5 | 3.5 | 3.5 | 3.5
4312 | 0 | 0 | 3.5 | 3.5 | 3.5 | 3.5
4313 | 0 | 0 | 3.5 | 3.5 | 3.5 | 3.5
4314 | 0 | 0 | 3.5 | 3.5 | 3.5 | 3.5
4315 | 0 | 0 | 3.5 | 3.5 | 3.5 | 3.5
4316 | 0 | 0 | 3.5 | 3.5 | 3.5 | 3.5
4317 | 0 | 0 | 3.5 | 3.5 | 3.5 | 3.5
4318 | 0 | 0 | 3.5 | 3.5 | 3.5 | 3.5
4319 | 0 | 0 | 3.5 | 3.5 | 3.5 | 3.5
4320 | 0 | 0 | 4.06 | 4.06 | 4.06 | 4.06
4321 | 0 | 0 | 4.06 | 4.06 | 4.06 | 4.06
4322 | 0 | 0 | 4.06 | 4.06 | 4.06 | 4.06
4323 | 0 | 0 | 4.06 | 4.06 | 4.06 | 4.06
4324 | 0 | 0 | 4.06 | 4.06 | 4.06 | 4.06
4325 | 0 | 0 | 4.06 | 4.06 | 4.06 | 4.06
4326 | 0 | 0 | 4.06 | 4.06 | 4.06 | 4.06
4327 | 0 | 0 | 4.06 | 4.06 | 4.06 | 4.06
4328 | 0 | 0 | 4.06 | 4.06 | 4.06 | 4.06
4329 | 0 | 0 | 4.06 | 4.06 | 4.06 | 4.06
4330 | 0 | 0 | 4.06 | 4.06 | 4.06 | 4.06
4331 | 0 | 0 | 3.902 | 3.902 | 3.902 | 3.902
4332 | 0 | 0 | 4.06 | 4.06 | 4.06 | 4.06
4333 | 1 | 1 | 4.06 | 4.06 | 4.06 | 4.06
4334 | 0 | 0 | 4.06 | 4.06 | 4.06 | 4.06
4335 | 0 | 0 | 4.06 | 4.06 | 4.06 | 4.06
4336 | 0 | 0 | 4.06 | 4.06 | 4.06 | 4.06
4337 | 0 | 0 | 4.06 | 4.06 | 4.06 | 4.06
4338 | 0 | 0 | 4.06 | 4.06 | 4.06 | 4.06
4339 | 0 | 0 | 3.5 | 3.5 | 3.5 | 3.5
4340 | 0 | 0 | 3.5 | 3.5 | 3.5 | 3.5
4341 | 0 | 0 | 3.5 | 3.5 | 3.5 | 3.5
4342 | 0 | 0 | 3.5 | 3.5 | 3.5 | 3.5
4343 | 0 | 0 | 3.5 | 3.5 | 3.5 | 3.5
4344 | 0 | 0 | 3.5 | 3.5 | 3.5 | 3.5
4345 | 0 | 0 | 3.5 | 3.5 | 3.5 | 3.5
4346 | 1 | 1 | 3.5 | 3.5 | 3.5 | 3.5
4347 | 0 | 0 | 3.5 | 3.5 | 3.5 | 3.5
4348 | 0 | 0 | 3.5 | 3.5 | 3.5 | 3.5
4349 | 0 | 0 | 3.5 | 3.5 | 3.5 | 3.5
4350 | 0 | 0 | 3.5 | 3.5 | 3.5 | 3.5
4351 | 0 | 0 | 3.5 | 3.5 | 3.5 | 3.5
4352 | 0 | 0 | 3.5 | 3.5 | 3.5 | 3.5
4353 | 0 | 0 | 3.5 | 3.5 | 3.5 | 3.5
4354 | 0 | 0 | 3.5 | 3.5 | 3.5 | 3.5
4355 | 0 | 0 | 3.5 | 3.5 | 3.5 | 3.5
4356 | 0 | 0 | 3.5 | 3.5 | 3.5 | 3.5
4357 | 0 | 0 | 3.5 | 3.5 | 3.5 | 3.5
4358 | 0 | 0 | 4.06 | 4.06 | 4.06 | 4.06
4359 | 0 | 0 | 4.06 | 4.06 | 4.06 | 4.06
4360 | 0 | 0 | 4.06 | 4.06 | 4.06 | 4.06
4361 | 1 | 1 | 4.06 | 4.06 | 4.06 | 4.06
4362 | 0 | 0 | 4.06 | 4.06 | 4.06 | 4.06
4363 | 0 | 0 | 4.06 | 4.06 | 4.06 | 4.06
4364 | 0 | 0 | 4.06 | 4.06 | 4.06 | 4.06
4365 | 0 | 0 | 4.06 | 4.06 | 4.06 | 4.06
4366 | 0 | 0 | 3.5 | 3.5 | 3.5 | 3.5
4367 | 0 | 0 | 3.5 | 3.5 | 3.5 | 3.5
4368 | 0 | 0 | 3.5 | 3.5 | 3.5 | 3.5
4369 | 1 | 1 | 3.5 | 3.5 | 3.5 | 3.5
4370 | 0 | 0 | 3.5 | 3.5 | 3.5 | 3.5
4371 | 0 | 0 | 3.5 | 3.5 | 3.5 | 3.5
4372 | 0 | 0 | 3.5 | 3.5 | 3.5 | 3.5
4373 | 0 | 0 | 3.5 | 3.5 | 3.5 | 3.5
4374 | 0 | 0 | 3.5 | 3.5 | 3.5 | 3.5
4375 | 0 | 0 | 4.06 | 4.06 | 4.06 | 4.06
4376 | 0 | 0 | 4.06 | 4.06 | 4.06 | 4.06
4377 | 0 | 0 | 3.1725 | 3.1725 | 3.1725 | 3.1725
4378 | 0 | 0 | 4.06 | 4.06 | 4.06 | 4.06
4379 | 0 | 0 | 4.06 | 4.06 | 4.06 | 4.06
4380 | 0 | 0 | 4.06 | 4.06 | 4.06 | 4.06
4381 | 0 | 0 | 4.06 | 4.06 | 4.06 | 4.06
4382 | 0 | 0 | 4.06 | 4.06 | 4.06 | 4.06
4383 | 0 | 0 | 4.06 | 4.06 | 4.06 | 4.06
4384 | 0 | 0 | 3.5 | 3.5 | 3.5 | 3.5
4385 | 0 | 0 | 3.5 | 3.5 | 3.5 | 3.5
4386 | 0 | 0 | 3.5 | 3.5 | 3.5 | 3.5
4387 | 0 | 0 | 3.5 | 3.5 | 3.5 | 3.5
4388 | 0 | 0 | 3.5 | 3.5 | 3.5 | 3.5
4389 | 0 | 0 | 3.5 | 3.5 | 3.5 | 3.5
4390 | 0 | 0 | 3.5 | 3.5 | 3.5 | 3.5
4391 | 0 | 0 | 3.5 | 3.5 | 3.5 | 3.5
4392 | 0 | 0 | 3.5 | 3.5 | 3.5 | 3.5
4393 | 0 | 0 | 3.5 | 3.5 | 3.5 | 3.5
4394 | 0 | 0 | 3.5 | 3.5 | 3.5 | 3.5
4395 | 0 | 0 | 3.5 | 3.5 | 3.5 | 3.5
4396 | 0 | 0 | 3.5 | 3.5 | 3.5 | 3.5
4397 | 0 | 0 | 3.5 | 3.5 | 3.5 | 3.5
4398 | 0 | 0 | 3.5 | 3.5 | 3.5 | 3.5
4399 | 0 | 0 | 3.5 | 3.5 | 3.5 | 3.5
4400 | 0 | 0 | 3.5 | 3.5 | 3.5 | 3.5
4401 | 0 | 0 | 3.5 | 3.5 | 3.5 | 3.5
4402 | 0 | 0 | 3.5 | 3.5 | 3.5 | 3.5
4403 | 0 | 0 | 3.5 | 3.5 | 3.5 | 3.5
4404 | 0 | 0 | 3.5 | 3.5 | 3.5 | 3.5
4405 | 0 | 0 | 3.5 | 3.5 | 3.5 | 3.5
4406 | 0 | 0 | 3.5 | 3.5 | 3.5 | 3.5
4407 | 0 | 0 | 3.5 | 3.5 | 3.5 | 3.5
4408 | 0 | 0 | 3.5 | 3.5 | 3.5 | 3.5
4409 | 0 | 0 | 3.5 | 3.5 | 3.5 | 3.5
4410 | 0 | 0 | 3.5 | 3.5 | 3.5 | 3.5
4411 | 0 | 0 | 3.5 | 3.5 | 3.5 | 3.5
4412 | 1 | 1 | 2.89 | 2.89 | 2.89 | 2.89
4413 | 0 | 0 | 3.5 | 3.5 | 3.5 | 3.5
4414 | 0 | 0 | 3.5 | 3.5 | 3.5 | 3.5
4415 | 0 | 0 | 3.5 | 3.5 | 3.5 | 3.5
4416 | 0 | 0 | 3.5 | 3.5 | 3.5 | 3.5
4417 | 0 | 0 | 3.5 | 3.5 | 3.5 | 3.5
4418 | 0 | 0 | 3.5 | 3.5 | 3.5 | 3.5
4419 | 0 | 0 | 3.5 | 3.5 | 3.5 | 3.5
4420 | 0 | 0 | 3.5 | 3.5 | 3.5 | 3.5
4421 | 0 | 0 | 3.5 | 3.5 | 3.5 | 3.5
4422 | 0 | 0 | 3.5 | 3.5 | 3.5 | 3.5
4423 | 0 | 0 | 3.5 | 3.5 | 3.5 | 3.5
4424 | 0 | 0 | 4.06 | 4.06 | 4.06 | 4.06
4425 | 0 | 0 | 4.06 | 4.06 | 4.06 | 4.06
4426 | 0 | 0 | 4.06 | 4.06 | 4.06 | 4.06
4427 | 0 | 0 | 4.06 | 4.06 | 4.06 | 4.06
4428 | 0 | 0 | 4.06 | 4.06 | 4.06 | 4.06
4429 | 0 | 0 | 4.06 | 4.06 | 4.06 | 4.06
4430 | 0 | 0 | 4.06 | 4.06 | 4.06 | 4.06
4431 | 0 | 0 | 4.06 | 4.06 | 4.06 | 4.06
4432 | 0 | 0 | 4.06 | 4.06 | 4.06 | 4.06
4433 | 0 | 0 | 4.06 | 4.06 | 4.06 | 4.06
4434 | 0 | 0 | 3.5 | 3.5 | 3.5 | 3.5
4435 | 0 | 0 | 3.5 | 3.5 | 3.5 | 3.5
4436 | 0 | 0 | 3.5 | 3.5 | 3.5 | 3.5
4437 | 0 | 0 | 3.5 | 3.5 | 3.5 | 3.5
4438 | 0 | 0 | 3.5 | 3.5 | 3.5 | 3.5
4439 | 0 | 0 | 3.5 | 3.5 | 3.5 | 3.5
4440 | 0 | 0 | 3.5 | 3.5 | 3.5 | 3.5
4441 | 0 | 0 | 3.5 | 3.5 | 3.5 | 3.5
4442 | 0 | 0 | 3.5 | 3.5 | 3.5 | 3.5
4443 | 1 | 1 | 3.5 | 3.5 | 3.5 | 3.5
4444 | 0 | 0 | 3.5 | 3.5 | 3.5 | 3.5
4445 | 0 | 0 | 3.5 | 3.5 | 3.5 | 3.5
4446 | 0 | 0 | 3.5 | 3.5 | 3.5 | 3.5
4447 | 0 | 0 | 3.5 | 3.5 | 3.5 | 3.5
4448 | 0 | 0 | 3.5 | 3.5 | 3.5 | 3.5
4449 | 0 | 0 | 3.5 | 3.5 | 3.5 | 3.5
4450 | 0 | 0 | 3.5 | 3.5 | 3.5 | 3.5
4451 | 0 | 0 | 3.5 | 3.5 | 3.5 | 3.5
4452 | 0 | 0 | 3.5 | 3.5 | 3.5 | 3.5
4453 | 0 | 0 | 3.5 | 3.5 | 3.5 | 3.5
4454 | 0 | 0 | 3.5 | 3.5 | 3.5 | 3.5
4455 | 0 | 0 | 3.5 | 3.5 | 3.5 | 3.5
4456 | 0 | 0 | 3.5 | 3.5 | 3.5 | 3.5
4457 | 0 | 0 | 3.5 | 3.5 | 3.5 | 3.5
4458 | 0 | 0 | 3.5 | 3.5 | 3.5 | 3.5
4459 | 0 | 0 | 3.5 | 3.5 | 3.5 | 3.5
4460 | 0 | 0 | 3.06 | 3.06 | 3.06 | 3.06
4461 | 0 | 0 | 3.5 | 3.5 | 3.5 | 3.5
4462 | 0 | 0 | 3.5 | 3.5 | 3.5 | 3.5
4463 | 0 | 0 | 3.5 | 3.5 | 3.5 | 3.5
4464 | 0 | 0 | 3.5 | 3.5 | 3.5 | 3.5
4465 | 0 | 0 | 3.5 | 3.5 | 3.5 | 3.5
4466 | 0 | 0 | 3.5 | 3.5 | 3.5 | 3.5
4467 | 0 | 0 | 3.5 | 3.5 | 3.5 | 3.5
4468 | 0 | 0 | 3.5 | 3.5 | 3.5 | 3.5
4469 | 0 | 0 | 3.5 | 3.5 | 3.5 | 3.5
4470 | 0 | 0 | 3.5 | 3.5 | 3.5 | 3.5
4471 | 0 | 0 | 3.5 | 3.5 | 3.5 | 3.5
4472 | 0 | 0 | 3.5 | 3.5 | 3.5 | 3.5
4473 | 0 | 0 | 3.5 | 3.5 | 3.5 | 3.5
4474 | 0 | 0 | 3.5 | 3.5 | 3.5 | 3.5
4475 | 0 | 0 | 3.5 | 3.5 | 3.5 | 3.5
4476 | 0 | 0 | 3.5 | 3.5 | 3.5 | 3.5
4477 | 0 | 0 | 3.5 | 3.5 | 3.5 | 3.5
4478 | 0 | 0 | 3.5 | 3.5 | 3.5 | 3.5
4479 | 0 | 0 | 3.5 | 3.5 | 3.5 | 3.5
4480 | 0 | 0 | 3.5 | 3.5 | 3.5 | 3.5
4481 | 0 | 0 | 3.5 | 3.5 | 3.5 | 3.5
4482 | 0 | 0 | 3.5 | 3.5 | 3.5 | 3.5
4483 | 0 | 0 | 3.5 | 3.5 | 3.5 | 3.5
4484 | 0 | 0 | 3.5 | 3.5 | 3.5 | 3.5
4485 | 0 | 0 | 3.5 | 3.5 | 3.5 | 3.5
4486 | 0 | 0 | 3.5 | 3.5 | 3.5 | 3.5
4487 | 0 | 0 | 3.5 | 3.5 | 3.5 | 3.5
4488 | 0 | 0 | 3.5 | 3.5 | 3.5 | 3.5
4489 | 0 | 0 | 3.5 | 3.5 | 3.5 | 3.5
4490 | 0 | 0 | 3.5 | 3.5 | 3.5 | 3.5
4491 | 0 | 0 | 3.5 | 3.5 | 3.5 | 3.5
4492 | 0 | 0 | 3.5 | 3.5 | 3.5 | 3.5
4493 | 0 | 0 | 3.5 | 3.5 | 3.5 | 3.5
4494 | 0 | 0 | 3.5 | 3.5 | 3.5 | 3.5
4495 | 0 | 0 | 3.5 | 3.5 | 3.5 | 3.5
4496 | 0 | 0 | 3.5 | 3.5 | 3.5 | 3.5
4497 | 0 | 0 | 3.5 | 3.5 | 3.5 | 3.5
4498 | 0 | 0 | 3 | 3 | 3 | 3
4499 | 0 | 0 | 3.5 | 3.5 | 3.5 | 3.5
4500 | 0 | 0 | 3.5 | 3.5 | 3.5 | 3.5
4501 | 0 | 0 | 3.5 | 3.5 | 3.5 | 3.5
4502 | 0 | 0 | 4.06 | 4.06 | 4.06 | 4.06
4503 | 0 | 0 | 4.06 | 4.06 | 4.06 | 4.06
4504 | 0 | 0 | 4.06 | 4.06 | 4.06 | 4.06
4505 | 1 | 1 | 4.06 | 4.06 | 4.06 | 4.06
4506 | 0 | 0 | 4.06 | 4.06 | 4.06 | 4.06
4507 | 0 | 0 | 4.06 | 4.06 | 4.06 | 4.06
4508 | 0 | 0 | 4.06 | 4.06 | 4.06 | 4.06
4509 | 0 | 0 | 4.06 | 4.06 | 4.06 | 4.06
4510 | 0 | 0 | 4.06 | 4.06 | 4.06 | 4.06
4511 | 0 | 0 | 4.06 | 4.06 | 4.06 | 4.06
4512 | 0 | 0 | 4.04 | 4.04 | 4.04 | 4.04
4513 | 0 | 0 | 3.5 | 3.5 | 3.5 | 3.5
4514 | 0 | 0 | 3.5 | 3.5 | 3.5 | 3.5
4515 | 0 | 0 | 3.5 | 3.5 | 3.5 | 3.5
4516 | 0 | 0 | 3.5 | 3.5 | 3.5 | 3.5
4517 | 0 | 0 | 3.5 | 3.5 | 3.5 | 3.5
4518 | 0 | 0 | 3.5 | 3.5 | 3.5 | 3.5
4519 | 0 | 0 | 3.5 | 3.5 | 3.5 | 3.5
4520 | 0 | 0 | 3.5 | 3.5 | 3.5 | 3.5
4521 | 0 | 0 | 3.5 | 3.5 | 3.5 | 3.5
4522 | 0 | 0 | 3.5 | 3.5 | 3.5 | 3.5
4523 | 0 | 0 | 3.5 | 3.5 | 3.5 | 3.5
4524 | 0 | 0 | 3.5 | 3.5 | 3.5 | 3.5
4525 | 0 | 0 | 3.5 | 3.5 | 3.5 | 3.5
4526 | 0 | 0 | 3.5 | 3.5 | 3.5 | 3.5
4527 | 0 | 0 | 3.5 | 3.5 | 3.5 | 3.5
4528 | 0 | 0 | 3.5 | 3.5 | 3.5 | 3.5
4529 | 0 | 0 | 3.5 | 3.5 | 3.5 | 3.5
4530 | 0 | 0 | 3.5 | 3.5 | 3.5 | 3.5
4531 | 0 | 0 | 2.85 | 2.85 | 2.85 | 2.85
4532 | 0 | 0 | 3.5 | 3.5 | 3.5 | 3.5
4533 | 0 | 0 | 3.5 | 3.5 | 3.5 | 3.5
4534 | 0 | 0 | 3.5 | 3.5 | 3.5 | 3.5
4535 | 0 | 0 | 3.5 | 3.5 | 3.5 | 3.5
4536 | 0 | 0 | 3.5 | 3.5 | 3.5 | 3.5
4537 | 0 | 0 | 3.5 | 3.5 | 3.5 | 3.5
4538 | 0 | 0 | 4.02 | 4.02 | 4.02 | 4.02
4539 | 0 | 0 | 4.01 | 4.01 | 4.01 | 4.01
4540 | 0 | 0 | 4.05 | 4.05 | 4.05 | 4.05
4541 | 0 | 0 | 4.06 | 4.06 | 4.06 | 4.06
4542 | 0 | 0 | 4.06 | 4.06 | 4.06 | 4.06
4543 | 0 | 0 | 4.06 | 4.06 | 4.06 | 4.06
4544 | 0 | 0 | 4.06 | 4.06 | 4.06 | 4.06
4545 | 0 | 0 | 4.06 | 4.06 | 4.06 | 4.06
4546 | 0 | 0 | 4.06 | 4.06 | 4.06 | 4.06
4547 | 0 | 0 | 4.06 | 4.06 | 4.06 | 4.06
4548 | 0 | 0 | 4.06 | 4.06 | 4.06 | 4.06
4549 | 0 | 0 | 4.06 | 4.06 | 4.06 | 4.06
4550 | 0 | 0 | 4.06 | 4.06 | 4.06 | 4.06
4551 | 0 | 0 | 3.5 | 3.5 | 3.5 | 3.5
4552 | 0 | 0 | 3.5 | 3.5 | 3.5 | 3.5
4553 | 0 | 0 | 3.5 | 3.5 | 3.5 | 3.5
4554 | 1 | 1 | 3.5 | 3.5 | 3.5 | 3.5
4555 | 0 | 0 | 3.5 | 3.5 | 3.5 | 3.5
4556 | 0 | 0 | 3.5 | 3.5 | 3.5 | 3.5
4557 | 0 | 0 | 3.5 | 3.5 | 3.5 | 3.5
4558 | 0 | 0 | 3.5 | 3.5 | 3.5 | 3.5
4559 | 1 | 1 | 3.5 | 3.5 | 3.5 | 3.5
4560 | 0 | 0 | 3.5 | 3.5 | 3.5 | 3.5
4561 | 0 | 0 | 3.5 | 3.5 | 3.5 | 3.5
4562 | 0 | 0 | 3.5 | 3.5 | 3.5 | 3.5
4563 | 0 | 0 | 3.5 | 3.5 | 3.5 | 3.5
4564 | 0 | 0 | 3.5 | 3.5 | 3.5 | 3.5
4565 | 0 | 0 | 3.5 | 3.5 | 3.5 | 3.5
4566 | 0 | 0 | 3.5 | 3.5 | 3.5 | 3.5
4567 | 0 | 0 | 3.5 | 3.5 | 3.5 | 3.5
4568 | 0 | 0 | 3.5 | 3.5 | 3.5 | 3.5
4569 | 0 | 0 | 3.5 | 3.5 | 3.5 | 3.5
4570 | 0 | 0 | 3.5 | 3.5 | 3.5 | 3.5
4571 | 0 | 0 | 3.5 | 3.5 | 3.5 | 3.5
4572 | 0 | 0 | 3.5 | 3.5 | 3.5 | 3.5
4573 | 0 | 0 | 3.5 | 3.5 | 3.5 | 3.5
4574 | 0 | 0 | 3.5 | 3.5 | 3.5 | 3.5
4575 | 0 | 0 | 3.22 | 3.22 | 3.22 | 3.22
4576 | 0 | 0 | 3.5 | 3.5 | 3.5 | 3.5
4577 | 0 | 0 | 3.5 | 3.5 | 3.5 | 3.5
4578 | 0 | 0 | 3.5 | 3.5 | 3.5 | 3.5
4579 | 0 | 0 | 3.5 | 3.5 | 3.5 | 3.5
4580 | 0 | 0 | 3.5 | 3.5 | 3.5 | 3.5
4581 | 0 | 0 | 3.5 | 3.5 | 3.5 | 3.5
4582 | 0 | 0 | 3.5 | 3.5 | 3.5 | 3.5
4583 | 0 | 0 | 3.5 | 3.5 | 3.5 | 3.5
4584 | 0 | 0 | 3.5 | 3.5 | 3.5 | 3.5
4585 | 0 | 0 | 3.5 | 3.5 | 3.5 | 3.5
4586 | 0 | 0 | 3.5 | 3.5 | 3.5 | 3.5
4587 | 0 | 0 | 3.5 | 3.5 | 3.5 | 3.5
4588 | 0 | 0 | 3.5 | 3.5 | 3.5 | 3.5
4589 | 0 | 0 | 3.5 | 3.5 | 3.5 | 3.5
4590 | 0 | 0 | 3.5 | 3.5 | 3.5 | 3.5
4591 | 0 | 0 | 3.5 | 3.5 | 3.5 | 3.5
4592 | 0 | 0 | 3.5 | 3.5 | 3.5 | 3.5
4593 | 0 | 0 | 3.5 | 3.5 | 3.5 | 3.5
4594 | 0 | 0 | 3.5 | 3.5 | 3.5 | 3.5
4595 | 0 | 0 | 3.5 | 3.5 | 3.5 | 3.5
4596 | 0 | 0 | 3.5 | 3.5 | 3.5 | 3.5
4597 | 0 | 0 | 3.5 | 3.5 | 3.5 | 3.5
4598 | 0 | 0 | 3.5 | 3.5 | 3.5 | 3.5
4599 | 0 | 0 | 3.5 | 3.5 | 3.5 | 3.5
4600 | 0 | 0 | 3.5 | 3.5 | 3.5 | 3.5
4601 | 0 | 0 | 3.5 | 3.5 | 3.5 | 3.5
4602 | 1 | 1 | 3.5 | 3.5 | 3.5 | 3.5
4603 | 0 | 0 | 3.5 | 3.5 | 3.5 | 3.5
4604 | 0 | 0 | 3.5 | 3.5 | 3.5 | 3.5
4605 | 0 | 0 | 3.5 | 3.5 | 3.5 | 3.5
4606 | 0 | 0 | 3.5 | 3.5 | 3.5 | 3.5
4607 | 0 | 0 | 3.5 | 3.5 | 3.5 | 3.5
4608 | 0 | 0 | 3.5 | 3.5 | 3.5 | 3.5
4609 | 0 | 0 | 3.5 | 3.5 | 3.5 | 3.5
4610 | 0 | 0 | 3.5 | 3.5 | 3.5 | 3.5
4611 | 0 | 0 | 3.5 | 3.5 | 3.5 | 3.5
4612 | 0 | 0 | 3.5 | 3.5 | 3.5 | 3.5
4613 | 0 | 0 | 2.92 | 2.92 | 2.92 | 2.92
4614 | 0 | 0 | 3.5 | 3.5 | 3.5 | 3.5
4615 | 0 | 0 | 3.5 | 3.5 | 3.5 | 3.5
4616 | 0 | 0 | 3.5 | 3.5 | 3.5 | 3.5
4617 | 0 | 0 | 3.5 | 3.5 | 3.5 | 3.5
4618 | 0 | 0 | 3.5 | 3.5 | 3.5 | 3.5
4619 | 0 | 0 | 3.5 | 3.5 | 3.5 | 3.5
4620 | 0 | 0 | 3.5 | 3.5 | 3.5 | 3.5
4621 | 0 | 0 | 3.5 | 3.5 | 3.5 | 3.5
4622 | 0 | 0 | 3.5 | 3.5 | 3.5 | 3.5
4623 | 0 | 0 | 3.5 | 3.5 | 3.5 | 3.5
4624 | 0 | 0 | 3.5 | 3.5 | 3.5 | 3.5
4625 | 0 | 0 | 3.5 | 3.5 | 3.5 | 3.5
4626 | 0 | 0 | 3.5 | 3.5 | 3.5 | 3.5
4627 | 0 | 0 | 3.5 | 3.5 | 3.5 | 3.5
4628 | 1 | 1 | 3.5 | 3.5 | 3.5 | 3.5
4629 | 1 | 1 | 3.5 | 3.5 | 3.5 | 3.5
4630 | 0 | 0 | 3.5 | 3.5 | 3.5 | 3.5
4631 | 0 | 0 | 3.5 | 3.5 | 3.5 | 3.5
4632 | 0 | 0 | 3.5 | 3.5 | 3.5 | 3.5
4633 | 0 | 0 | 3.5 | 3.5 | 3.5 | 3.5
4634 | 0 | 0 | 3.5 | 3.5 | 3.5 | 3.5
4635 | 0 | 0 | 3.5 | 3.5 | 3.5 | 3.5
4636 | 0 | 0 | 3.5 | 3.5 | 3.5 | 3.5
4637 | 0 | 0 | 3.5 | 3.5 | 3.5 | 3.5
4638 | 0 | 0 | 3.5 | 3.5 | 3.5 | 3.5
4639 | 0 | 0 | 3.5 | 3.5 | 3.5 | 3.5
4640 | 0 | 0 | 3.5 | 3.5 | 3.5 | 3.5
4641 | 0 | 0 | 3.5 | 3.5 | 3.5 | 3.5
4642 | 0 | 0 | 3.5 | 3.5 | 3.5 | 3.5
4643 | 0 | 0 | 3.5 | 3.5 | 3.5 | 3.5
4644 | 0 | 0 | 3.5 | 3.5 | 3.5 | 3.5
4645 | 0 | 0 | 3.5 | 3.5 | 3.5 | 3.5
4646 | 0 | 0 | 3.5 | 3.5 | 3.5 | 3.5
4647 | 0 | 0 | 3.5 | 3.5 | 3.5 | 3.5
4648 | 0 | 0 | 3.5 | 3.5 | 3.5 | 3.5
4649 | 0 | 0 | 3.5 | 3.5 | 3.5 | 3.5
4650 | 0 | 0 | 3.5 | 3.5 | 3.5 | 3.5
4651 | 0 | 0 | 3.5 | 3.5 | 3.5 | 3.5
4652 | 0 | 0 | 3.5 | 3.5 | 3.5 | 3.5
4653 | 0 | 0 | 3.5 | 3.5 | 3.5 | 3.5
4654 | 0 | 0 | 3.5 | 3.5 | 3.5 | 3.5
4655 | 0 | 0 | 3.5 | 3.5 | 3.5 | 3.5
4656 | 0 | 0 | 3.5 | 3.5 | 3.5 | 3.5
4657 | 0 | 0 | 3.5 | 3.5 | 3.5 | 3.5
4658 | 0 | 0 | 3.5 | 3.5 | 3.5 | 3.5
4659 | 0 | 0 | 3.5 | 3.5 | 3.5 | 3.5
4660 | 0 | 0 | 3.5 | 3.5 | 3.5 | 3.5
4661 | 0 | 0 | 3.5 | 3.5 | 3.5 | 3.5
4662 | 0 | 0 | 3.5 | 3.5 | 3.5 | 3.5
4663 | 0 | 0 | 3.5 | 3.5 | 3.5 | 3.5
4664 | 0 | 0 | 3.5 | 3.5 | 3.5 | 3.5
4665 | 0 | 0 | 3.5 | 3.5 | 3.5 | 3.5
4666 | 0 | 0 | 3.1839 | 3.1839 | 3.1839 | 3.1839
4667 | 0 | 0 | 4.06 | 4.06 | 4.06 | 4.06
4668 | 0 | 0 | 4.06 | 4.06 | 4.06 | 4.06
4669 | 0 | 0 | 4.06 | 4.06 | 4.06 | 4.06
4670 | 0 | 0 | 4.06 | 4.06 | 4.06 | 4.06
4671 | 0 | 0 | 4.06 | 4.06 | 4.06 | 4.06
4672 | 0 | 0 | 4.06 | 4.06 | 4.06 | 4.06
4673 | 0 | 0 | 4.06 | 4.06 | 4.06 | 4.06
4674 | 0 | 0 | 4.06 | 4.06 | 4.06 | 4.06
4675 | 0 | 0 | 4.06 | 4.06 | 4.06 | 4.06
4676 | 0 | 0 | 4.06 | 4.06 | 4.06 | 4.06
4677 | 0 | 0 | 4.06 | 4.06 | 4.06 | 4.06
4678 | 0 | 0 | 4.06 | 4.06 | 4.06 | 4.06
4679 | 0 | 0 | 4.06 | 4.06 | 4.06 | 4.06
4680 | 0 | 0 | 4.06 | 4.06 | 4.06 | 4.06
4681 | 0 | 0 | 4.06 | 4.06 | 4.06 | 4.06
4682 | 0 | 0 | 4.06 | 4.06 | 4.06 | 4.06
4683 | 0 | 0 | 4.06 | 4.06 | 4.06 | 4.06
4684 | 0 | 0 | 4.06 | 4.06 | 4.06 | 4.06
4685 | 0 | 0 | 4.06 | 4.06 | 4.06 | 4.06
4686 | 0 | 0 | 4.06 | 4.06 | 4.06 | 4.06
4687 | 0 | 0 | 4.06 | 4.06 | 4.06 | 4.06
4688 | 0 | 0 | 4.06 | 4.06 | 4.06 | 4.06
4689 | 0 | 0 | 4.06 | 4.06 | 4.06 | 4.06
4690 | 0 | 0 | 4.06 | 4.06 | 4.06 | 4.06
4691 | 0 | 0 | 4.06 | 4.06 | 4.06 | 4.06
4692 | 0 | 0 | 3.5 | 3.5 | 3.5 | 3.5
4693 | 0 | 0 | 3.5 | 3.5 | 3.5 | 3.5
4694 | 0 | 0 | 3.5 | 3.5 | 3.5 | 3.5
4695 | 0 | 0 | 3.5 | 3.5 | 3.5 | 3.5
4696 | 0 | 0 | 3.5 | 3.5 | 3.5 | 3.5
4697 | 0 | 0 | 3.5 | 3.5 | 3.5 | 3.5
4698 | 0 | 0 | 3.5 | 3.5 | 3.5 | 3.5
4699 | 0 | 0 | 3.5 | 3.5 | 3.5 | 3.5
4700 | 0 | 0 | 2.86 | 2.86 | 2.86 | 2.86
4701 | 0 | 0 | 4.06 | 4.06 | 4.06 | 4.06
4702 | 0 | 0 | 4.06 | 4.06 | 4.06 | 4.06
4703 | 0 | 0 | 4.06 | 4.06 | 4.06 | 4.06
4704 | 0 | 0 | 4.05 | 4.05 | 4.05 | 4.05
4705 | 0 | 0 | 4.04 | 4.04 | 4.04 | 4.04
4706 | 0 | 0 | 4.04 | 4.04 | 4.04 | 4.04
4707 | 0 | 0 | 4.03 | 4.03 | 4.03 | 4.03
4708 | 0 | 0 | 4.06 | 4.06 | 4.06 | 4.06
4709 | 0 | 0 | 4.06 | 4.06 | 4.06 | 4.06
4710 | 0 | 0 | 4.06 | 4.06 | 4.06 | 4.06
4711 | 0 | 0 | 4.06 | 4.06 | 4.06 | 4.06
4712 | 0 | 0 | 4.06 | 4.06 | 4.06 | 4.06
4713 | 0 | 0 | 4.06 | 4.06 | 4.06 | 4.06
4714 | 0 | 0 | 4.06 | 4.06 | 4.06 | 4.06
4715 | 0 | 0 | 4.06 | 4.06 | 4.06 | 4.06
4716 | 0 | 0 | 4.06 | 4.06 | 4.06 | 4.06
4717 | 0 | 0 | 4.06 | 4.06 | 4.06 | 4.06
4718 | 0 | 0 | 4.06 | 4.06 | 4.06 | 4.06
4719 | 0 | 0 | 4.06 | 4.06 | 4.06 | 4.06
4720 | 0 | 0 | 4.06 | 4.06 | 4.06 | 4.06
4721 | 0 | 0 | 3.5 | 3.5 | 3.5 | 3.5
4722 | 0 | 0 | 4.06 | 4.06 | 4.06 | 4.06
4723 | 0 | 0 | 4.06 | 4.06 | 4.06 | 4.06
4724 | 0 | 0 | 4.06 | 4.06 | 4.06 | 4.06
4725 | 0 | 0 | 4.06 | 4.06 | 4.06 | 4.06
4726 | 0 | 0 | 4.06 | 4.06 | 4.06 | 4.06
4727 | 0 | 0 | 4.06 | 4.06 | 4.06 | 4.06
4728 | 0 | 0 | 3.5 | 3.5 | 3.5 | 3.5
4729 | 0 | 0 | 3.5 | 3.5 | 3.5 | 3.5
4730 | 0 | 0 | 3.5 | 3.5 | 3.5 | 3.5
4731 | 0 | 0 | 3.5 | 3.5 | 3.5 | 3.5
4732 | 0 | 0 | 4.06 | 4.06 | 4.06 | 4.06
4733 | 0 | 0 | 4.06 | 4.06 | 4.06 | 4.06
4734 | 0 | 0 | 4.06 | 4.06 | 4.06 | 4.06
4735 | 0 | 0 | 4.06 | 4.06 | 4.06 | 4.06
4736 | 0 | 0 | 4.06 | 4.06 | 4.06 | 4.06
4737 | 0 | 0 | 4.06 | 4.06 | 4.06 | 4.06
4738 | 0 | 0 | 4.06 | 4.06 | 4.06 | 4.06
4739 | 0 | 0 | 4.06 | 4.06 | 4.06 | 4.06
4740 | 0 | 0 | 4.06 | 4.06 | 4.06 | 4.06
4741 | 0 | 0 | 4.06 | 4.06 | 4.06 | 4.06
4742 | 0 | 0 | 4.06 | 4.06 | 4.06 | 4.06
4743 | 0 | 0 | 4.06 | 4.06 | 4.06 | 4.06
4744 | 0 | 0 | 3.5 | 3.5 | 3.5 | 3.5
4745 | 0 | 0 | 3.5 | 3.5 | 3.5 | 3.5
4746 | 1 | 1 | 3.5 | 3.5 | 3.5 | 3.5
4747 | 0 | 0 | 3.5 | 3.5 | 3.5 | 3.5
4748 | 0 | 0 | 3.5 | 3.5 | 3.5 | 3.5
4749 | 0 | 0 | 3.5 | 3.5 | 3.5 | 3.5
4750 | 1 | 1 | 2.82 | 2.82 | 2.82 | 2.82
4751 | 0 | 0 | 3.5 | 3.5 | 3.5 | 3.5
4752 | 0 | 0 | 3.5 | 3.5 | 3.5 | 3.5
4753 | 0 | 0 | 3.5 | 3.5 | 3.5 | 3.5
4754 | 0 | 0 | 3.5 | 3.5 | 3.5 | 3.5
4755 | 0 | 0 | 3.5 | 3.5 | 3.5 | 3.5
4756 | 0 | 0 | 4.06 | 4.06 | 4.06 | 4.06
4757 | 0 | 0 | 4.06 | 4.06 | 4.06 | 4.06
4758 | 0 | 0 | 4.06 | 4.06 | 4.06 | 4.06
4759 | 0 | 0 | 4.06 | 4.06 | 4.06 | 4.06
4760 | 0 | 0 | 4.06 | 4.06 | 4.06 | 4.06
4761 | 0 | 0 | 4.06 | 4.06 | 4.06 | 4.06
4762 | 0 | 0 | 4.06 | 4.06 | 4.06 | 4.06
4763 | 0 | 0 | 4.06 | 4.06 | 4.06 | 4.06
4764 | 0 | 0 | 4.06 | 4.06 | 4.06 | 4.06
4765 | 1 | 1 | 4.06 | 4.06 | 4.06 | 4.06
4766 | 0 | 0 | 4.06 | 4.06 | 4.06 | 4.06
4767 | 0 | 0 | 3.5 | 3.5 | 3.5 | 3.5
4768 | 0 | 0 | 3.5 | 3.5 | 3.5 | 3.5
4769 | 0 | 0 | 3.5 | 3.5 | 3.5 | 3.5
4770 | 0 | 0 | 3.5 | 3.5 | 3.5 | 3.5
4771 | 0 | 0 | 3.5 | 3.5 | 3.5 | 3.5
4772 | 0 | 0 | 3.5 | 3.5 | 3.5 | 3.5
4773 | 0 | 0 | 3.5 | 3.5 | 3.5 | 3.5
4774 | 0 | 0 | 3.5 | 3.5 | 3.5 | 3.5
4775 | 0 | 0 | 3.5 | 3.5 | 3.5 | 3.5
4776 | 0 | 0 | 3.5 | 3.5 | 3.5 | 3.5
4777 | 0 | 0 | 4.06 | 4.06 | 4.06 | 4.06
4778 | 1 | 1 | 4.06 | 4.06 | 4.06 | 4.06
4779 | 0 | 0 | 4.06 | 4.06 | 4.06 | 4.06
4780 | 0 | 0 | 4.06 | 4.06 | 4.06 | 4.06
4781 | 0 | 0 | 4.06 | 4.06 | 4.06 | 4.06
4782 | 0 | 0 | 4.06 | 4.06 | 4.06 | 4.06
4783 | 0 | 0 | 4.06 | 4.06 | 4.06 | 4.06
4784 | 0 | 0 | 3.1705 | 3.1705 | 3.1705 | 3.1705
4785 | 0 | 0 | 3.5 | 3.5 | 3.5 | 3.5
4786 | 0 | 0 | 3.5 | 3.5 | 3.5 | 3.5
4787 | 0 | 0 | 3.5 | 3.5 | 3.5 | 3.5
4788 | 0 | 0 | 3.5 | 3.5 | 3.5 | 3.5
4789 | 0 | 0 | 3.5 | 3.5 | 3.5 | 3.5
4790 | 0 | 0 | 3.5 | 3.5 | 3.5 | 3.5
4791 | 0 | 0 | 3.5 | 3.5 | 3.5 | 3.5
4792 | 0 | 0 | 3.5 | 3.5 | 3.5 | 3.5
4793 | 0 | 0 | 3.5 | 3.5 | 3.5 | 3.5
4794 | 0 | 0 | 3.5 | 3.5 | 3.5 | 3.5
4795 | 0 | 0 | 3.5 | 3.5 | 3.5 | 3.5
4796 | 0 | 0 | 3.5 | 3.5 | 3.5 | 3.5
4797 | 1 | 1 | 3.5 | 3.5 | 3.5 | 3.5
4798 | 0 | 0 | 3.5 | 3.5 | 3.5 | 3.5
4799 | 0 | 0 | 3.5 | 3.5 | 3.5 | 3.5
4800 | 0 | 0 | 3.5 | 3.5 | 3.5 | 3.5
4801 | 0 | 0 | 3.5 | 3.5 | 3.5 | 3.5
4802 | 0 | 0 | 3.5 | 3.5 | 3.5 | 3.5
4803 | 0 | 0 | 3.5 | 3.5 | 3.5 | 3.5
4804 | 0 | 0 | 3.5 | 3.5 | 3.5 | 3.5
4805 | 0 | 0 | 3.5 | 3.5 | 3.5 | 3.5
4806 | 0 | 0 | 3.5 | 3.5 | 3.5 | 3.5
4807 | 0 | 0 | 3.5 | 3.5 | 3.5 | 3.5
4808 | 0 | 0 | 3.5 | 3.5 | 3.5 | 3.5
4809 | 0 | 0 | 3.5 | 3.5 | 3.5 | 3.5
4810 | 0 | 0 | 3.5 | 3.5 | 3.5 | 3.5
4811 | 0 | 0 | 3.5 | 3.5 | 3.5 | 3.5
4812 | 0 | 0 | 3.5 | 3.5 | 3.5 | 3.5
4813 | 0 | 0 | 3.5 | 3.5 | 3.5 | 3.5
4814 | 0 | 0 | 3.5 | 3.5 | 3.5 | 3.5
4815 | 0 | 0 | 3.5 | 3.5 | 3.5 | 3.5
4816 | 0 | 0 | 3.5 | 3.5 | 3.5 | 3.5
4817 | 0 | 0 | 3.5 | 3.5 | 3.5 | 3.5
4818 | 0 | 0 | 3.5 | 3.5 | 3.5 | 3.5
4819 | 0 | 0 | 3.5 | 3.5 | 3.5 | 3.5
4820 | 0 | 0 | 3.5 | 3.5 | 3.5 | 3.5
4821 | 0 | 0 | 3.5 | 3.5 | 3.5 | 3.5
4822 | 0 | 0 | 3.5 | 3.5 | 3.5 | 3.5
4823 | 0 | 0 | 3.5 | 3.5 | 3.5 | 3.5
4824 | 0 | 0 | 3.5 | 3.5 | 3.5 | 3.5
4825 | 0 | 0 | 3.5 | 3.5 | 3.5 | 3.5
4826 | 0 | 0 | 3.5 | 3.5 | 3.5 | 3.5
4827 | 0 | 0 | 3.5 | 3.5 | 3.5 | 3.5
4828 | 0 | 0 | 3.5 | 3.5 | 3.5 | 3.5
4829 | 0 | 0 | 3.5 | 3.5 | 3.5 | 3.5
4830 | 0 | 0 | 3.5 | 3.5 | 3.5 | 3.5
4831 | 0 | 0 | 3.5 | 3.5 | 3.5 | 3.5
4832 | 0 | 0 | 3.5 | 3.5 | 3.5 | 3.5
4833 | 0 | 0 | 3.5 | 3.5 | 3.5 | 3.5
4834 | 0 | 0 | 3.5 | 3.5 | 3.5 | 3.5
4835 | 0 | 0 | 3.5 | 3.5 | 3.5 | 3.5
4836 | 0 | 0 | 3.5 | 3.5 | 3.5 | 3.5
4837 | 0 | 0 | 3.5 | 3.5 | 3.5 | 3.5
4838 | 0 | 0 | 3.41 | 3.41 | 3.41 | 3.41
4839 | 0 | 0 | 3.5 | 3.5 | 3.5 | 3.5
4840 | 0 | 0 | 3.5 | 3.5 | 3.5 | 3.5
4841 | 0 | 0 | 3.5 | 3.5 | 3.5 | 3.5
4842 | 0 | 0 | 3.5 | 3.5 | 3.5 | 3.5
4843 | 0 | 0 | 3.5 | 3.5 | 3.5 | 3.5
4844 | 0 | 0 | 3.5 | 3.5 | 3.5 | 3.5
4845 | 0 | 0 | 3.5 | 3.5 | 3.5 | 3.5
4846 | 0 | 0 | 3.5 | 3.5 | 3.5 | 3.5
4847 | 0 | 0 | 3.5 | 3.5 | 3.5 | 3.5
4848 | 0 | 0 | 3.5 | 3.5 | 3.5 | 3.5
4849 | 0 | 0 | 3.5 | 3.5 | 3.5 | 3.5
4850 | 0 | 0 | 3.5 | 3.5 | 3.5 | 3.5
4851 | 0 | 0 | 3.5 | 3.5 | 3.5 | 3.5
4852 | 0 | 0 | 3.5 | 3.5 | 3.5 | 3.5
4853 | 0 | 0 | 3.5 | 3.5 | 3.5 | 3.5
4854 | 0 | 0 | 3.5 | 3.5 | 3.5 | 3.5
4855 | 0 | 0 | 3.5 | 3.5 | 3.5 | 3.5
4856 | 0 | 0 | 3.5 | 3.5 | 3.5 | 3.5
4857 | 0 | 0 | 3.5 | 3.5 | 3.5 | 3.5
4858 | 0 | 0 | 3.4 | 3.4 | 3.4 | 3.4
4859 | 0 | 0 | 3.5 | 3.5 | 3.5 | 3.5
4860 | 0 | 0 | 3.5 | 3.5 | 3.5 | 3.5
4861 | 0 | 0 | 3.5 | 3.5 | 3.5 | 3.5
4862 | 0 | 0 | 3.5 | 3.5 | 3.5 | 3.5
4863 | 0 | 0 | 3.5 | 3.5 | 3.5 | 3.5
4864 | 0 | 0 | 3.5 | 3.5 | 3.5 | 3.5
4865 | 0 | 0 | 3.5 | 3.5 | 3.5 | 3.5
4866 | 1 | 1 | 3.5 | 3.5 | 3.5 | 3.5
4867 | 1 | 1 | 3.5 | 3.5 | 3.5 | 3.5
4868 | 0 | 0 | 3.5 | 3.5 | 3.5 | 3.5
4869 | 0 | 0 | 3.5 | 3.5 | 3.5 | 3.5
4870 | 0 | 0 | 3.5 | 3.5 | 3.5 | 3.5
4871 | 0 | 0 | 3.5 | 3.5 | 3.5 | 3.5
4872 | 0 | 0 | 3.5 | 3.5 | 3.5 | 3.5
4873 | 0 | 0 | 3.5 | 3.5 | 3.5 | 3.5
4874 | 0 | 0 | 3.5 | 3.5 | 3.5 | 3.5
4875 | 0 | 0 | 3.5 | 3.5 | 3.5 | 3.5
4876 | 0 | 0 | 3.5 | 3.5 | 3.5 | 3.5
4877 | 0 | 0 | 3.5 | 3.5 | 3.5 | 3.5
4878 | 0 | 0 | 3.5 | 3.5 | 3.5 | 3.5
4879 | 0 | 0 | 3.5 | 3.5 | 3.5 | 3.5
4880 | 0 | 0 | 3.5 | 3.5 | 3.5 | 3.5
4881 | 0 | 0 | 3.5 | 3.5 | 3.5 | 3.5
4882 | 0 | 0 | 3.5 | 3.5 | 3.5 | 3.5
4883 | 0 | 0 | 3.5 | 3.5 | 3.5 | 3.5
4884 | 0 | 0 | 3.5 | 3.5 | 3.5 | 3.5
4885 | 0 | 0 | 3.5 | 3.5 | 3.5 | 3.5
4886 | 0 | 0 | 3.82 | 3.82 | 3.82 | 3.82
4887 | 0 | 0 | 3.5 | 3.5 | 3.5 | 3.5
4888 | 0 | 0 | 3.5 | 3.5 | 3.5 | 3.5
4889 | 0 | 0 | 3.5 | 3.5 | 3.5 | 3.5
4890 | 0 | 0 | 3.5 | 3.5 | 3.5 | 3.5
4891 | 1 | 1 | 3.5 | 3.5 | 3.5 | 3.5
4892 | 0 | 0 | 3.5 | 3.5 | 3.5 | 3.5
4893 | 0 | 0 | 3.5 | 3.5 | 3.5 | 3.5
4894 | 0 | 0 | 3.5 | 3.5 | 3.5 | 3.5
4895 | 0 | 0 | 3.5 | 3.5 | 3.5 | 3.5
4896 | 0 | 0 | 3.5 | 3.5 | 3.5 | 3.5
4897 | 0 | 0 | 3.5 | 3.5 | 3.5 | 3.5
4898 | 0 | 0 | 3.5 | 3.5 | 3.5 | 3.5
4899 | 0 | 0 | 3.5 | 3.5 | 3.5 | 3.5
4900 | 0 | 0 | 3.5 | 3.5 | 3.5 | 3.5
4901 | 0 | 0 | 3.5 | 3.5 | 3.5 | 3.5
4902 | 0 | 0 | 3.5 | 3.5 | 3.5 | 3.5
4903 | 0 | 0 | 3.5 | 3.5 | 3.5 | 3.5
4904 | 0 | 0 | 3.5 | 3.5 | 3.5 | 3.5
4905 | 0 | 0 | 3.5 | 3.5 | 3.5 | 3.5
4906 | 0 | 0 | 4.06 | 4.06 | 4.06 | 4.06
4907 | 0 | 0 | 4.06 | 4.06 | 4.06 | 4.06
4908 | 0 | 0 | 4.06 | 4.06 | 4.06 | 4.06
4909 | 0 | 0 | 4.06 | 4.06 | 4.06 | 4.06
4910 | 0 | 0 | 4.06 | 4.06 | 4.06 | 4.06
4911 | 0 | 0 | 4.06 | 4.06 | 4.06 | 4.06
4912 | 0 | 0 | 4.06 | 4.06 | 4.06 | 4.06
4913 | 0 | 0 | 4.06 | 4.06 | 4.06 | 4.06
4914 | 0 | 0 | 3.5 | 3.5 | 3.5 | 3.5
4915 | 0 | 0 | 3.54 | 3.54 | 3.54 | 3.54
4916 | 0 | 0 | 3.5 | 3.5 | 3.5 | 3.5
4917 | 0 | 0 | 3.5 | 3.5 | 3.5 | 3.5
4918 | 0 | 0 | 3.5 | 3.5 | 3.5 | 3.5
4919 | 0 | 0 | 3.5 | 3.5 | 3.5 | 3.5
4920 | 0 | 0 | 3.5 | 3.5 | 3.5 | 3.5
4921 | 0 | 0 | 3.5 | 3.5 | 3.5 | 3.5
4922 | 0 | 0 | 3.5 | 3.5 | 3.5 | 3.5
4923 | 0 | 0 | 3.5 | 3.5 | 3.5 | 3.5
4924 | 0 | 0 | 3.5 | 3.5 | 3.5 | 3.5
4925 | 0 | 0 | 3.5 | 3.5 | 3.5 | 3.5
4926 | 0 | 0 | 3.5 | 3.5 | 3.5 | 3.5
4927 | 0 | 0 | 3.5 | 3.5 | 3.5 | 3.5
4928 | 0 | 0 | 3.5 | 3.5 | 3.5 | 3.5
4929 | 0 | 0 | 4.06 | 4.06 | 4.06 | 4.06
4930 | 0 | 0 | 4.06 | 4.06 | 4.06 | 4.06
4931 | 0 | 0 | 4.06 | 4.06 | 4.06 | 4.06
4932 | 0 | 0 | 4.06 | 4.06 | 4.06 | 4.06
4933 | 1 | 1 | 4.06 | 4.06 | 4.06 | 4.06
4934 | 0 | 0 | 4.06 | 4.06 | 4.06 | 4.06
4935 | 0 | 0 | 4.06 | 4.06 | 4.06 | 4.06
4936 | 0 | 0 | 4.06 | 4.06 | 4.06 | 4.06
4937 | 0 | 0 | 4.06 | 4.06 | 4.06 | 4.06
4938 | 0 | 0 | 3.5 | 3.5 | 3.5 | 3.5
4939 | 0 | 0 | 3.5 | 3.5 | 3.5 | 3.5
4940 | 0 | 0 | 3.5 | 3.5 | 3.5 | 3.5
4941 | 0 | 0 | 3.5 | 3.5 | 3.5 | 3.5
4942 | 0 | 0 | 3.5 | 3.5 | 3.5 | 3.5
4943 | 0 | 0 | 3.5 | 3.5 | 3.5 | 3.5
4944 | 0 | 0 | 3.5 | 3.5 | 3.5 | 3.5
4945 | 1 | 1 | 3.5 | 3.5 | 3.5 | 3.5
4946 | 0 | 0 | 3.5 | 3.5 | 3.5 | 3.5
4947 | 0 | 0 | 3.5 | 3.5 | 3.5 | 3.5
4948 | 0 | 0 | 3.5 | 3.5 | 3.5 | 3.5
4949 | 0 | 0 | 3.5 | 3.5 | 3.5 | 3.5
4950 | 0 | 0 | 3.5 | 3.5 | 3.5 | 3.5
4951 | 0 | 0 | 3.5 | 3.5 | 3.5 | 3.5
4952 | 0 | 0 | 3.5 | 3.5 | 3.5 | 3.5
4953 | 0 | 0 | 3.5 | 3.5 | 3.5 | 3.5
4954 | 0 | 0 | 3.5 | 3.5 | 3.5 | 3.5
4955 | 0 | 0 | 3.87 | 3.87 | 3.87 | 3.87
4956 | 0 | 0 | 3.5 | 3.5 | 3.5 | 3.5
4957 | 0 | 0 | 3.5 | 3.5 | 3.5 | 3.5
4958 | 0 | 0 | 3.5 | 3.5 | 3.5 | 3.5
4959 | 0 | 0 | 3.5 | 3.5 | 3.5 | 3.5
4960 | 0 | 0 | 3.5 | 3.5 | 3.5 | 3.5
4961 | 0 | 0 | 3.5 | 3.5 | 3.5 | 3.5
4962 | 0 | 0 | 3.5 | 3.5 | 3.5 | 3.5
4963 | 1 | 1 | 3.5 | 3.5 | 3.5 | 3.5
4964 | 0 | 0 | 3.5 | 3.5 | 3.5 | 3.5
4965 | 0 | 0 | 3.5 | 3.5 | 3.5 | 3.5
4966 | 0 | 0 | 3.5 | 3.5 | 3.5 | 3.5
4967 | 0 | 0 | 3.5 | 3.5 | 3.5 | 3.5
4968 | 0 | 0 | 3.5 | 3.5 | 3.5 | 3.5
4969 | 0 | 0 | 3.5 | 3.5 | 3.5 | 3.5
4970 | 0 | 0 | 3.5 | 3.5 | 3.5 | 3.5
4971 | 0 | 0 | 3.5 | 3.5 | 3.5 | 3.5
4972 | 0 | 0 | 3.5 | 3.5 | 3.5 | 3.5
4973 | 0 | 0 | 3.5 | 3.5 | 3.5 | 3.5
4974 | 0 | 0 | 3.5 | 3.5 | 3.5 | 3.5
4975 | 0 | 0 | 3.5 | 3.5 | 3.5 | 3.5
4976 | 0 | 0 | 3.5 | 3.5 | 3.5 | 3.5
4977 | 0 | 0 | 3.5 | 3.5 | 3.5 | 3.5
4978 | 0 | 0 | 3.5 | 3.5 | 3.5 | 3.5
4979 | 0 | 0 | 3.5 | 3.5 | 3.5 | 3.5
4980 | 0 | 0 | 3.5 | 3.5 | 3.5 | 3.5
4981 | 1 | 1 | 3.5 | 3.5 | 3.5 | 3.5
4982 | 0 | 0 | 3.5 | 3.5 | 3.5 | 3.5
4983 | 0 | 0 | 3.5 | 3.5 | 3.5 | 3.5
4984 | 0 | 0 | 3.5 | 3.5 | 3.5 | 3.5
4985 | 0 | 0 | 3.5 | 3.5 | 3.5 | 3.5
4986 | 0 | 0 | 3.5 | 3.5 | 3.5 | 3.5
4987 | 0 | 0 | 3.5 | 3.5 | 3.5 | 3.5
4988 | 0 | 0 | 3.5 | 3.5 | 3.5 | 3.5
4989 | 0 | 0 | 3.5 | 3.5 | 3.5 | 3.5
4990 | 0 | 0 | 3.5 | 3.5 | 3.5 | 3.5
4991 | 1 | 1 | 3.5 | 3.5 | 3.5 | 3.5
4992 | 0 | 0 | 3.5 | 3.5 | 3.5 | 3.5
4993 | 0 | 0 | 3.5 | 3.5 | 3.5 | 3.5
4994 | 0 | 0 | 3.5 | 3.5 | 3.5 | 3.5
4995 | 0 | 0 | 3.5 | 3.5 | 3.5 | 3.5
4996 | 0 | 0 | 4.06 | 4.06 | 4.06 | 4.06
4997 | 0 | 0 | 4.06 | 4.06 | 4.06 | 4.06
4998 | 0 | 0 | 4.06 | 4.06 | 4.06 | 4.06
4999 | 0 | 0 | 4.06 | 4.06 | 4.06 | 4.06
5000 | 0 | 0 | 4.06 | 4.06 | 4.06 | 4.06
5001 | 0 | 0 | 4.06 | 4.06 | 4.06 | 4.06
5002 | 0 | 0 | 4.06 | 4.06 | 4.06 | 4.06
5003 | 0 | 0 | 4.06 | 4.06 | 4.06 | 4.06
5004 | 0 | 0 | 4.06 | 4.06 | 4.06 | 4.06
5005 | 0 | 0 | 3.5 | 3.5 | 3.5 | 3.5
5006 | 0 | 0 | 3.5 | 3.5 | 3.5 | 3.5
5007 | 0 | 0 | 3.5 | 3.5 | 3.5 | 3.5
5008 | 0 | 0 | 3.5 | 3.5 | 3.5 | 3.5
5009 | 0 | 0 | 3.5 | 3.5 | 3.5 | 3.5
5010 | 0 | 0 | 3.5 | 3.5 | 3.5 | 3.5
5011 | 1 | 1 | 3.5 | 3.5 | 3.5 | 3.5
5012 | 0 | 0 | 3.13 | 3.13 | 3.13 | 3.13
5013 | 0 | 0 | 3.5 | 3.5 | 3.5 | 3.5
5014 | 0 | 0 | 3.5 | 3.5 | 3.5 | 3.5
5015 | 0 | 0 | 3.5 | 3.5 | 3.5 | 3.5
5016 | 0 | 0 | 3.5 | 3.5 | 3.5 | 3.5
5017 | 0 | 0 | 3.5 | 3.5 | 3.5 | 3.5
5018 | 0 | 0 | 3.5 | 3.5 | 3.5 | 3.5
5019 | 0 | 0 | 3.5 | 3.5 | 3.5 | 3.5
5020 | 0 | 0 | 3.5 | 3.5 | 3.5 | 3.5
5021 | 0 | 0 | 3.5 | 3.5 | 3.5 | 3.5
5022 | 0 | 0 | 3.5 | 3.5 | 3.5 | 3.5
5023 | 0 | 0 | 3.5 | 3.5 | 3.5 | 3.5
5024 | 0 | 0 | 3.5 | 3.5 | 3.5 | 3.5
5025 | 0 | 0 | 3.5 | 3.5 | 3.5 | 3.5
5026 | 0 | 0 | 3.5 | 3.5 | 3.5 | 3.5
5027 | 0 | 0 | 3.5 | 3.5 | 3.5 | 3.5
5028 | 0 | 0 | 3.5 | 3.5 | 3.5 | 3.5
5029 | 0 | 0 | 3.5 | 3.5 | 3.5 | 3.5
5030 | 0 | 0 | 3.5 | 3.5 | 3.5 | 3.5
5031 | 0 | 0 | 3.5 | 3.5 | 3.5 | 3.5
5032 | 0 | 0 | 3.5 | 3.5 | 3.5 | 3.5
5033 | 0 | 0 | 3.5 | 3.5 | 3.5 | 3.5
5034 | 0 | 0 | 3.5 | 3.5 | 3.5 | 3.5
5035 | 0 | 0 | 3.5 | 3.5 | 3.5 | 3.5
5036 | 1 | 1 | 3.5 | 3.5 | 3.5 | 3.5
5037 | 0 | 0 | 3.5 | 3.5 | 3.5 | 3.5
5038 | 0 | 0 | 3.5 | 3.5 | 3.5 | 3.5
5039 | 0 | 0 | 3.5 | 3.5 | 3.5 | 3.5
5040 | 0 | 0 | 3.5 | 3.5 | 3.5 | 3.5
5041 | 0 | 0 | 3.5 | 3.5 | 3.5 | 3.5
5042 | 0 | 0 | 3.5 | 3.5 | 3.5 | 3.5
5043 | 0 | 0 | 3.5 | 3.5 | 3.5 | 3.5
5044 | 0 | 0 | 3.5 | 3.5 | 3.5 | 3.5
5045 | 0 | 0 | 3.5 | 3.5 | 3.5 | 3.5
5046 | 0 | 0 | 3.5 | 3.5 | 3.5 | 3.5
5047 | 0 | 0 | 3.5 | 3.5 | 3.5 | 3.5
5048 | 0 | 0 | 3.5 | 3.5 | 3.5 | 3.5
5049 | 0 | 0 | 3.5 | 3.5 | 3.5 | 3.5
5050 | 0 | 0 | 3.5 | 3.5 | 3.5 | 3.5
5051 | 0 | 0 | 3.5 | 3.5 | 3.5 | 3.5
5052 | 0 | 0 | 3.5 | 3.5 | 3.5 | 3.5
5053 | 0 | 0 | 3.5 | 3.5 | 3.5 | 3.5
5054 | 0 | 0 | 3.5 | 3.5 | 3.5 | 3.5
5055 | 0 | 0 | 3.5 | 3.5 | 3.5 | 3.5
5056 | 0 | 0 | 3.5 | 3.5 | 3.5 | 3.5
5057 | 0 | 0 | 3.42 | 3.42 | 3.42 | 3.42
5058 | 0 | 0 | 3.5 | 3.5 | 3.5 | 3.5
5059 | 0 | 0 | 3.5 | 3.5 | 3.5 | 3.5
5060 | 0 | 0 | 3.5 | 3.5 | 3.5 | 3.5
5061 | 0 | 0 | 3.5 | 3.5 | 3.5 | 3.5
5062 | 0 | 0 | 3.5 | 3.5 | 3.5 | 3.5
5063 | 0 | 0 | 3.5 | 3.5 | 3.5 | 3.5
5064 | 0 | 0 | 3.5 | 3.5 | 3.5 | 3.5
5065 | 0 | 0 | 3.5 | 3.5 | 3.5 | 3.5
5066 | 0 | 0 | 3.5 | 3.5 | 3.5 | 3.5
5067 | 0 | 0 | 3.5 | 3.5 | 3.5 | 3.5
5068 | 0 | 0 | 3.5 | 3.5 | 3.5 | 3.5
5069 | 0 | 0 | 3.5 | 3.5 | 3.5 | 3.5
5070 | 0 | 0 | 3.5 | 3.5 | 3.5 | 3.5
5071 | 0 | 0 | 3.5 | 3.5 | 3.5 | 3.5
5072 | 0 | 0 | 3.5 | 3.5 | 3.5 | 3.5
5073 | 0 | 0 | 3.5 | 3.5 | 3.5 | 3.5
5074 | 0 | 0 | 3.5 | 3.5 | 3.5 | 3.5
5075 | 0 | 0 | 3.5 | 3.5 | 3.5 | 3.5
5076 | 0 | 0 | 3.5 | 3.5 | 3.5 | 3.5
5077 | 0 | 0 | 3.5 | 3.5 | 3.5 | 3.5
5078 | 0 | 0 | 3.5 | 3.5 | 3.5 | 3.5
5079 | 0 | 0 | 3.5 | 3.5 | 3.5 | 3.5
5080 | 0 | 0 | 3.5 | 3.5 | 3.5 | 3.5
5081 | 0 | 0 | 3.5 | 3.5 | 3.5 | 3.5
5082 | 0 | 0 | 3.5 | 3.5 | 3.5 | 3.5
5083 | 1 | 1 | 3.5 | 3.5 | 3.5 | 3.5
5084 | 0 | 0 | 3.5 | 3.5 | 3.5 | 3.5
5085 | 0 | 0 | 3.5 | 3.5 | 3.5 | 3.5
5086 | 0 | 0 | 3.5 | 3.5 | 3.5 | 3.5
5087 | 0 | 0 | 3.5 | 3.5 | 3.5 | 3.5
5088 | 0 | 0 | 3.5 | 3.5 | 3.5 | 3.5
5089 | 0 | 0 | 3.5 | 3.5 | 3.5 | 3.5
5090 | 0 | 0 | 3.5 | 3.5 | 3.5 | 3.5
5091 | 0 | 0 | 3.5 | 3.5 | 3.5 | 3.5
5092 | 0 | 0 | 3.5 | 3.5 | 3.5 | 3.5
5093 | 0 | 0 | 3.5 | 3.5 | 3.5 | 3.5
5094 | 0 | 0 | 3.5 | 3.5 | 3.5 | 3.5
5095 | 0 | 0 | 3.5 | 3.5 | 3.5 | 3.5
5096 | 0 | 0 | 3.5 | 3.5 | 3.5 | 3.5
5097 | 0 | 0 | 3.5 | 3.5 | 3.5 | 3.5
5098 | 0 | 0 | 3.27 | 3.27 | 3.27 | 3.27
5099 | 0 | 0 | 3.5 | 3.5 | 3.5 | 3.5
5100 | 0 | 0 | 3.5 | 3.5 | 3.5 | 3.5
5101 | 0 | 0 | 3.5 | 3.5 | 3.5 | 3.5
5102 | 0 | 0 | 3.5 | 3.5 | 3.5 | 3.5
5103 | 0 | 0 | 3.5 | 3.5 | 3.5 | 3.5
5104 | 0 | 0 | 3.5 | 3.5 | 3.5 | 3.5
5105 | 0 | 0 | 3.5 | 3.5 | 3.5 | 3.5
5106 | 0 | 0 | 3.5 | 3.5 | 3.5 | 3.5
5107 | 0 | 0 | 3.5 | 3.5 | 3.5 | 3.5
5108 | 1 | 1 | 3.5 | 3.5 | 3.5 | 3.5
5109 | 0 | 0 | 3.5 | 3.5 | 3.5 | 3.5
5110 | 0 | 0 | 3.5 | 3.5 | 3.5 | 3.5
5111 | 0 | 0 | 3.5 | 3.5 | 3.5 | 3.5
5112 | 0 | 0 | 3.5 | 3.5 | 3.5 | 3.5
5113 | 0 | 0 | 3.5 | 3.5 | 3.5 | 3.5
5114 | 0 | 0 | 3.5 | 3.5 | 3.5 | 3.5
5115 | 0 | 0 | 3.5 | 3.5 | 3.5 | 3.5
5116 | 0 | 0 | 3.5 | 3.5 | 3.5 | 3.5
5117 | 0 | 0 | 3.5 | 3.5 | 3.5 | 3.5
5118 | 0 | 0 | 3.5 | 3.5 | 3.5 | 3.5
5119 | 0 | 0 | 3.5 | 3.5 | 3.5 | 3.5
5120 | 0 | 0 | 3.3661 | 3.3661 | 3.3661 | 3.3661
5121 | 0 | 0 | 4.06 | 4.06 | 4.06 | 4.06
5122 | 0 | 0 | 4.06 | 4.06 | 4.06 | 4.06
5123 | 0 | 0 | 4.06 | 4.06 | 4.06 | 4.06
5124 | 0 | 0 | 4.06 | 4.06 | 4.06 | 4.06
5125 | 0 | 0 | 4.06 | 4.06 | 4.06 | 4.06
5126 | 0 | 0 | 4.06 | 4.06 | 4.06 | 4.06
5127 | 1 | 1 | 4.06 | 4.06 | 4.06 | 4.06
5128 | 0 | 0 | 4.06 | 4.06 | 4.06 | 4.06
5129 | 0 | 0 | 4.06 | 4.06 | 4.06 | 4.06
5130 | 0 | 0 | 4.06 | 4.06 | 4.06 | 4.06
5131 | 0 | 0 | 4.06 | 4.06 | 4.06 | 4.06
5132 | 0 | 0 | 4.06 | 4.06 | 4.06 | 4.06
5133 | 0 | 0 | 4.06 | 4.06 | 4.06 | 4.06
5134 | 1 | 1 | 4.06 | 4.06 | 4.06 | 4.06
5135 | 0 | 0 | 4.06 | 4.06 | 4.06 | 4.06
5136 | 0 | 0 | 4.06 | 4.06 | 4.06 | 4.06
5137 | 0 | 0 | 4.06 | 4.06 | 4.06 | 4.06
5138 | 0 | 0 | 4.06 | 4.06 | 4.06 | 4.06
5139 | 0 | 0 | 4.06 | 4.06 | 4.06 | 4.06
5140 | 0 | 0 | 4.06 | 4.06 | 4.06 | 4.06
5141 | 0 | 0 | 4.06 | 4.06 | 4.06 | 4.06
5142 | 0 | 0 | 4.06 | 4.06 | 4.06 | 4.06
5143 | 0 | 0 | 4.06 | 4.06 | 4.06 | 4.06
5144 | 0 | 0 | 4.06 | 4.06 | 4.06 | 4.06
5145 | 0 | 0 | 3.5 | 3.5 | 3.5 | 3.5
5146 | 0 | 0 | 4.06 | 4.06 | 4.06 | 4.06
5147 | 0 | 0 | 4.06 | 4.06 | 4.06 | 4.06
5148 | 0 | 0 | 4.06 | 4.06 | 4.06 | 4.06
5149 | 0 | 0 | 4.06 | 4.06 | 4.06 | 4.06
5150 | 0 | 0 | 4.06 | 4.06 | 4.06 | 4.06
5151 | 0 | 0 | 4.06 | 4.06 | 4.06 | 4.06
5152 | 0 | 0 | 4.06 | 4.06 | 4.06 | 4.06
5153 | 0 | 0 | 4.06 | 4.06 | 4.06 | 4.06
5154 | 0 | 0 | 4.06 | 4.06 | 4.06 | 4.06
5155 | 0 | 0 | 3.5 | 3.5 | 3.5 | 3.5
5156 | 0 | 0 | 4.06 | 4.06 | 4.06 | 4.06
5157 | 0 | 0 | 4.06 | 4.06 | 4.06 | 4.06
5158 | 0 | 0 | 4.06 | 4.06 | 4.06 | 4.06
5159 | 0 | 0 | 4.06 | 4.06 | 4.06 | 4.06
5160 | 0 | 0 | 4.06 | 4.06 | 4.06 | 4.06
5161 | 0 | 0 | 4.06 | 4.06 | 4.06 | 4.06
5162 | 0 | 0 | 4.06 | 4.06 | 4.06 | 4.06
5163 | 0 | 0 | 4.06 | 4.06 | 4.06 | 4.06
5164 | 0 | 0 | 3.5 | 3.5 | 3.5 | 3.5
5165 | 0 | 0 | 4.06 | 4.06 | 4.06 | 4.06
5166 | 0 | 0 | 4.06 | 4.06 | 4.06 | 4.06
5167 | 0 | 0 | 4.06 | 4.06 | 4.06 | 4.06
5168 | 0 | 0 | 4.06 | 4.06 | 4.06 | 4.06
5169 | 0 | 0 | 4.06 | 4.06 | 4.06 | 4.06
5170 | 0 | 0 | 4.06 | 4.06 | 4.06 | 4.06
5171 | 0 | 0 | 4.06 | 4.06 | 4.06 | 4.06
5172 | 0 | 0 | 4.06 | 4.06 | 4.06 | 4.06
5173 | 0 | 0 | 4.06 | 4.06 | 4.06 | 4.06
5174 | 0 | 0 | 3.5 | 3.5 | 3.5 | 3.5
5175 | 0 | 0 | 3.5 | 3.5 | 3.5 | 3.5
5176 | 0 | 0 | 3.5 | 3.5 | 3.5 | 3.5
5177 | 0 | 0 | 3.34 | 3.34 | 3.34 | 3.34
5178 | 1 | 1 | 3.5 | 3.5 | 3.5 | 3.5
5179 | 0 | 0 | 3.5 | 3.5 | 3.5 | 3.5
5180 | 0 | 0 | 3.5 | 3.5 | 3.5 | 3.5
5181 | 0 | 0 | 3.5 | 3.5 | 3.5 | 3.5
5182 | 0 | 0 | 3.5 | 3.5 | 3.5 | 3.5
5183 | 0 | 0 | 3.5 | 3.5 | 3.5 | 3.5
5184 | 0 | 0 | 3.5 | 3.5 | 3.5 | 3.5
5185 | 0 | 0 | 3.5 | 3.5 | 3.5 | 3.5
5186 | 0 | 0 | 3.5 | 3.5 | 3.5 | 3.5
5187 | 0 | 0 | 3.5 | 3.5 | 3.5 | 3.5
5188 | 0 | 0 | 3.5 | 3.5 | 3.5 | 3.5
5189 | 0 | 0 | 3.5 | 3.5 | 3.5 | 3.5
5190 | 0 | 0 | 3.5 | 3.5 | 3.5 | 3.5
5191 | 0 | 0 | 3.5 | 3.5 | 3.5 | 3.5
5192 | 0 | 0 | 3.5 | 3.5 | 3.5 | 3.5
5193 | 0 | 0 | 3.5 | 3.5 | 3.5 | 3.5
5194 | 0 | 0 | 4.06 | 4.06 | 4.06 | 4.06
5195 | 0 | 0 | 4.06 | 4.06 | 4.06 | 4.06
5196 | 0 | 0 | 4.06 | 4.06 | 4.06 | 4.06
5197 | 0 | 0 | 4.06 | 4.06 | 4.06 | 4.06
5198 | 0 | 0 | 4.06 | 4.06 | 4.06 | 4.06
5199 | 0 | 0 | 4.06 | 4.06 | 4.06 | 4.06
5200 | 0 | 0 | 4.06 | 4.06 | 4.06 | 4.06
5201 | 0 | 0 | 3.5 | 3.5 | 3.5 | 3.5
5202 | 0 | 0 | 3.5 | 3.5 | 3.5 | 3.5
5203 | 0 | 0 | 3.5 | 3.5 | 3.5 | 3.5
5204 | 0 | 0 | 3.5 | 3.5 | 3.5 | 3.5
5205 | 0 | 0 | 3.5 | 3.5 | 3.5 | 3.5
5206 | 0 | 0 | 3.5 | 3.5 | 3.5 | 3.5
5207 | 0 | 0 | 3.5 | 3.5 | 3.5 | 3.5
5208 | 0 | 0 | 3.5 | 3.5 | 3.5 | 3.5
5209 | 0 | 0 | 3.5 | 3.5 | 3.5 | 3.5
5210 | 0 | 0 | 3.5 | 3.5 | 3.5 | 3.5
5211 | 0 | 0 | 3.5 | 3.5 | 3.5 | 3.5
5212 | 0 | 0 | 3.5 | 3.5 | 3.5 | 3.5
5213 | 0 | 0 | 3.5 | 3.5 | 3.5 | 3.5
5214 | 0 | 0 | 3.5 | 3.5 | 3.5 | 3.5
5215 | 0 | 0 | 3.5 | 3.5 | 3.5 | 3.5
5216 | 0 | 0 | 3.5 | 3.5 | 3.5 | 3.5
5217 | 0 | 0 | 3.28 | 3.28 | 3.28 | 3.28
5218 | 0 | 0 | 3.5 | 3.5 | 3.5 | 3.5
5219 | 0 | 0 | 3.5 | 3.5 | 3.5 | 3.5
5220 | 0 | 0 | 3.5 | 3.5 | 3.5 | 3.5
5221 | 0 | 0 | 3.5 | 3.5 | 3.5 | 3.5
5222 | 0 | 0 | 3.5 | 3.5 | 3.5 | 3.5
5223 | 0 | 0 | 3.5 | 3.5 | 3.5 | 3.5
5224 | 0 | 0 | 3.5 | 3.5 | 3.5 | 3.5
5225 | 0 | 0 | 3.5 | 3.5 | 3.5 | 3.5
5226 | 0 | 0 | 3.5 | 3.5 | 3.5 | 3.5
5227 | 0 | 0 | 3.5 | 3.5 | 3.5 | 3.5
5228 | 0 | 0 | 3.5 | 3.5 | 3.5 | 3.5
5229 | 0 | 0 | 3.5 | 3.5 | 3.5 | 3.5
5230 | 0 | 0 | 3.5 | 3.5 | 3.5 | 3.5
5231 | 0 | 0 | 3.5 | 3.5 | 3.5 | 3.5
5232 | 0 | 0 | 3.5 | 3.5 | 3.5 | 3.5
5233 | 0 | 0 | 3.5 | 3.5 | 3.5 | 3.5
5234 | 0 | 0 | 3.5 | 3.5 | 3.5 | 3.5
5235 | 0 | 0 | 3.5 | 3.5 | 3.5 | 3.5
5236 | 0 | 0 | 3.5 | 3.5 | 3.5 | 3.5
5237 | 0 | 0 | 3.5 | 3.5 | 3.5 | 3.5
5238 | 0 | 0 | 3.5 | 3.5 | 3.5 | 3.5
5239 | 0 | 0 | 3.5 | 3.5 | 3.5 | 3.5
5240 | 0 | 0 | 3.5 | 3.5 | 3.5 | 3.5
5241 | 0 | 0 | 4.06 | 4.06 | 4.06 | 4.06
5242 | 0 | 0 | 4.06 | 4.06 | 4.06 | 4.06
5243 | 0 | 0 | 4.06 | 4.06 | 4.06 | 4.06
5244 | 0 | 0 | 4.06 | 4.06 | 4.06 | 4.06
5245 | 0 | 0 | 4.06 | 4.06 | 4.06 | 4.06
5246 | 0 | 0 | 4.06 | 4.06 | 4.06 | 4.06
5247 | 0 | 0 | 4.06 | 4.06 | 4.06 | 4.06
5248 | 0 | 0 | 4.06 | 4.06 | 4.06 | 4.06
5249 | 0 | 0 | 4.06 | 4.06 | 4.06 | 4.06
5250 | 0 | 0 | 3.5 | 3.5 | 3.5 | 3.5
5251 | 0 | 0 | 3.5 | 3.5 | 3.5 | 3.5
5252 | 0 | 0 | 3.5 | 3.5 | 3.5 | 3.5
5253 | 0 | 0 | 3.5 | 3.5 | 3.5 | 3.5
5254 | 0 | 0 | 3.5 | 3.5 | 3.5 | 3.5
5255 | 0 | 0 | 3.5 | 3.5 | 3.5 | 3.5
5256 | 1 | 1 | 3.5 | 3.5 | 3.5 | 3.5
5257 | 0 | 0 | 4.06 | 4.06 | 4.06 | 4.06
5258 | 0 | 0 | 4.06 | 4.06 | 4.06 | 4.06
5259 | 0 | 0 | 4.06 | 4.06 | 4.06 | 4.06
5260 | 0 | 0 | 4.06 | 4.06 | 4.06 | 4.06
5261 | 0 | 0 | 4.06 | 4.06 | 4.06 | 4.06
5262 | 0 | 0 | 3.0212 | 3.0212 | 3.0212 | 3.0212
5263 | 0 | 0 | 4.06 | 4.06 | 4.06 | 4.06
5264 | 0 | 0 | 4.06 | 4.06 | 4.06 | 4.06
5265 | 0 | 0 | 4.06 | 4.06 | 4.06 | 4.06
5266 | 0 | 0 | 4.06 | 4.06 | 4.06 | 4.06
5267 | 0 | 0 | 4.06 | 4.06 | 4.06 | 4.06
5268 | 0 | 0 | 4.06 | 4.06 | 4.06 | 4.06
5269 | 0 | 0 | 4.06 | 4.06 | 4.06 | 4.06
5270 | 0 | 0 | 4.06 | 4.06 | 4.06 | 4.06
5271 | 0 | 0 | 4.06 | 4.06 | 4.06 | 4.06
5272 | 0 | 0 | 4.06 | 4.06 | 4.06 | 4.06
5273 | 0 | 0 | 4.06 | 4.06 | 4.06 | 4.06
5274 | 0 | 0 | 3.5 | 3.5 | 3.5 | 3.5
5275 | 0 | 0 | 3.5 | 3.5 | 3.5 | 3.5
5276 | 0 | 0 | 3.5 | 3.5 | 3.5 | 3.5
5277 | 0 | 0 | 3.5 | 3.5 | 3.5 | 3.5
5278 | 0 | 0 | 3.5 | 3.5 | 3.5 | 3.5
5279 | 0 | 0 | 3.5 | 3.5 | 3.5 | 3.5
5280 | 1 | 1 | 3.5 | 3.5 | 3.5 | 3.5
5281 | 0 | 0 | 3.5 | 3.5 | 3.5 | 3.5
5282 | 0 | 0 | 3.5 | 3.5 | 3.5 | 3.5
5283 | 0 | 0 | 3.5 | 3.5 | 3.5 | 3.5
5284 | 0 | 0 | 3.5 | 3.5 | 3.5 | 3.5
5285 | 0 | 0 | 3.5 | 3.5 | 3.5 | 3.5
5286 | 0 | 0 | 4.06 | 4.06 | 4.06 | 4.06
5287 | 0 | 0 | 4.06 | 4.06 | 4.06 | 4.06
5288 | 0 | 0 | 4.06 | 4.06 | 4.06 | 4.06
5289 | 0 | 0 | 4.06 | 4.06 | 4.06 | 4.06
5290 | 0 | 0 | 4.06 | 4.06 | 4.06 | 4.06
5291 | 0 | 0 | 4.06 | 4.06 | 4.06 | 4.06
5292 | 0 | 0 | 4.06 | 4.06 | 4.06 | 4.06
5293 | 0 | 0 | 4.06 | 4.06 | 4.06 | 4.06
5294 | 0 | 0 | 4.06 | 4.06 | 4.06 | 4.06
5295 | 0 | 0 | 4.06 | 4.06 | 4.06 | 4.06
5296 | 0 | 0 | 3.5 | 3.5 | 3.5 | 3.5
5297 | 0 | 0 | 3.5 | 3.5 | 3.5 | 3.5
5298 | 0 | 0 | 3.5 | 3.5 | 3.5 | 3.5
5299 | 0 | 0 | 3.5 | 3.5 | 3.5 | 3.5
5300 | 0 | 0 | 3.5 | 3.5 | 3.5 | 3.5
5301 | 0 | 0 | 3.5 | 3.5 | 3.5 | 3.5
5302 | 0 | 0 | 3.5 | 3.5 | 3.5 | 3.5
5303 | 0 | 0 | 3.5 | 3.5 | 3.5 | 3.5
5304 | 0 | 0 | 3.5 | 3.5 | 3.5 | 3.5
5305 | 0 | 0 | 3.5 | 3.5 | 3.5 | 3.5
5306 | 0 | 0 | 3.5 | 3.5 | 3.5 | 3.5
5307 | 0 | 0 | 3.5 | 3.5 | 3.5 | 3.5
5308 | 0 | 0 | 3.5 | 3.5 | 3.5 | 3.5
5309 | 0 | 0 | 3.5 | 3.5 | 3.5 | 3.5
5310 | 0 | 0 | 3.5 | 3.5 | 3.5 | 3.5
5311 | 0 | 0 | 3.5 | 3.5 | 3.5 | 3.5
5312 | 0 | 0 | 3.5 | 3.5 | 3.5 | 3.5
5313 | 0 | 0 | 3.5 | 3.5 | 3.5 | 3.5
5314 | 0 | 0 | 3.26 | 3.26 | 3.26 | 3.26
5315 | 0 | 0 | 3.5 | 3.5 | 3.5 | 3.5
5316 | 0 | 0 | 3.5 | 3.5 | 3.5 | 3.5
5317 | 0 | 0 | 3.5 | 3.5 | 3.5 | 3.5
5318 | 0 | 0 | 3.5 | 3.5 | 3.5 | 3.5
5319 | 0 | 0 | 3.5 | 3.5 | 3.5 | 3.5
5320 | 0 | 0 | 3.5 | 3.5 | 3.5 | 3.5
5321 | 0 | 0 | 3.5 | 3.5 | 3.5 | 3.5
5322 | 0 | 0 | 3.5 | 3.5 | 3.5 | 3.5
5323 | 0 | 0 | 3.5 | 3.5 | 3.5 | 3.5
5324 | 0 | 0 | 3.5 | 3.5 | 3.5 | 3.5
5325 | 0 | 0 | 3.5 | 3.5 | 3.5 | 3.5
5326 | 0 | 0 | 3.5 | 3.5 | 3.5 | 3.5
5327 | 0 | 0 | 3.5 | 3.5 | 3.5 | 3.5
5328 | 0 | 0 | 3.5 | 3.5 | 3.5 | 3.5
5329 | 0 | 0 | 4.06 | 4.06 | 4.06 | 4.06
5330 | 0 | 0 | 4.06 | 4.06 | 4.06 | 4.06
5331 | 0 | 0 | 4.06 | 4.06 | 4.06 | 4.06
5332 | 0 | 0 | 4.06 | 4.06 | 4.06 | 4.06
5333 | 0 | 0 | 4.06 | 4.06 | 4.06 | 4.06
5334 | 0 | 0 | 4.06 | 4.06 | 4.06 | 4.06
5335 | 0 | 0 | 4.06 | 4.06 | 4.06 | 4.06
5336 | 0 | 0 | 4.06 | 4.06 | 4.06 | 4.06
5337 | 0 | 0 | 4.06 | 4.06 | 4.06 | 4.06
5338 | 0 | 0 | 4.06 | 4.06 | 4.06 | 4.06
5339 | 0 | 0 | 4.06 | 4.06 | 4.06 | 4.06
5340 | 0 | 0 | 4.06 | 4.06 | 4.06 | 4.06
5341 | 0 | 0 | 4.06 | 4.06 | 4.06 | 4.06
5342 | 0 | 0 | 4.06 | 4.06 | 4.06 | 4.06
5343 | 0 | 0 | 4.06 | 4.06 | 4.06 | 4.06
5344 | 0 | 0 | 4.06 | 4.06 | 4.06 | 4.06
5345 | 0 | 0 | 4.06 | 4.06 | 4.06 | 4.06
5346 | 0 | 0 | 4.06 | 4.06 | 4.06 | 4.06
5347 | 1 | 1 | 4.06 | 4.06 | 4.06 | 4.06
5348 | 0 | 0 | 4.06 | 4.06 | 4.06 | 4.06
5349 | 0 | 0 | 4.06 | 4.06 | 4.06 | 4.06
5350 | 0 | 0 | 4.06 | 4.06 | 4.06 | 4.06
5351 | 1 | 1 | 4.06 | 4.06 | 4.06 | 4.06
5352 | 0 | 0 | 4.06 | 4.06 | 4.06 | 4.06
5353 | 0 | 0 | 4.06 | 4.06 | 4.06 | 4.06
5354 | 0 | 0 | 4.06 | 4.06 | 4.06 | 4.06
5355 | 0 | 0 | 4.06 | 4.06 | 4.06 | 4.06
5356 | 0 | 0 | 4.06 | 4.06 | 4.06 | 4.06
5357 | 0 | 0 | 4.06 | 4.06 | 4.06 | 4.06
5358 | 0 | 0 | 4.06 | 4.06 | 4.06 | 4.06
5359 | 0 | 0 | 4.06 | 4.06 | 4.06 | 4.06
5360 | 0 | 0 | 4.06 | 4.06 | 4.06 | 4.06
5361 | 0 | 0 | 4.06 | 4.06 | 4.06 | 4.06
5362 | 0 | 0 | 4.06 | 4.06 | 4.06 | 4.06
5363 | 0 | 0 | 4.06 | 4.06 | 4.06 | 4.06
5364 | 0 | 0 | 4.06 | 4.06 | 4.06 | 4.06
5365 | 0 | 0 | 4.06 | 4.06 | 4.06 | 4.06
5366 | 0 | 0 | 3.5 | 3.5 | 3.5 | 3.5
5367 | 0 | 0 | 3.5 | 3.5 | 3.5 | 3.5
5368 | 0 | 0 | 3.5 | 3.5 | 3.5 | 3.5
5369 | 0 | 0 | 3.5 | 3.5 | 3.5 | 3.5
5370 | 0 | 0 | 2.95 | 2.95 | 2.95 | 2.95
5371 | 1 | 1 | 3.5 | 3.5 | 3.5 | 3.5
5372 | 0 | 0 | 3.5 | 3.5 | 3.5 | 3.5
5373 | 0 | 0 | 3.5 | 3.5 | 3.5 | 3.5
5374 | 0 | 0 | 4.06 | 4.06 | 4.06 | 4.06
5375 | 0 | 0 | 4.06 | 4.06 | 4.06 | 4.06
5376 | 0 | 0 | 4.06 | 4.06 | 4.06 | 4.06
5377 | 0 | 0 | 4.06 | 4.06 | 4.06 | 4.06
5378 | 0 | 0 | 4.06 | 4.06 | 4.06 | 4.06
5379 | 0 | 0 | 4.06 | 4.06 | 4.06 | 4.06
5380 | 0 | 0 | 4.06 | 4.06 | 4.06 | 4.06
5381 | 0 | 0 | 4.06 | 4.06 | 4.06 | 4.06
5382 | 0 | 0 | 4.06 | 4.06 | 4.06 | 4.06
5383 | 0 | 0 | 4.06 | 4.06 | 4.06 | 4.06
5384 | 0 | 0 | 2.9606 | 2.9606 | 2.9606 | 2.9606
5385 | 0 | 0 | 3.5 | 3.5 | 3.5 | 3.5
5386 | 0 | 0 | 3.5 | 3.5 | 3.5 | 3.5
5387 | 0 | 0 | 3.5 | 3.5 | 3.5 | 3.5
5388 | 0 | 0 | 3.5 | 3.5 | 3.5 | 3.5
5389 | 0 | 0 | 3.5 | 3.5 | 3.5 | 3.5
5390 | 0 | 0 | 3.5 | 3.5 | 3.5 | 3.5
5391 | 0 | 0 | 3.5 | 3.5 | 3.5 | 3.5
5392 | 0 | 0 | 3.5 | 3.5 | 3.5 | 3.5
5393 | 0 | 0 | 4.06 | 4.06 | 4.06 | 4.06
5394 | 0 | 0 | 4.06 | 4.06 | 4.06 | 4.06
5395 | 0 | 0 | 4.06 | 4.06 | 4.06 | 4.06
5396 | 0 | 0 | 4.06 | 4.06 | 4.06 | 4.06
5397 | 0 | 0 | 4.06 | 4.06 | 4.06 | 4.06
5398 | 0 | 0 | 4.06 | 4.06 | 4.06 | 4.06
5399 | 0 | 0 | 4.06 | 4.06 | 4.06 | 4.06
5400 | 0 | 0 | 4.05 | 4.05 | 4.05 | 4.05
5401 | 0 | 0 | 4.04 | 4.04 | 4.04 | 4.04
5402 | 0 | 0 | 4.03 | 4.03 | 4.03 | 4.03
5403 | 0 | 0 | 4.02 | 4.02 | 4.02 | 4.02
5404 | 1 | 1 | 4.04 | 4.04 | 4.04 | 4.04
5405 | 0 | 0 | 4.06 | 4.06 | 4.06 | 4.06
5406 | 0 | 0 | 4.06 | 4.06 | 4.06 | 4.06
5407 | 0 | 0 | 4.06 | 4.06 | 4.06 | 4.06
5408 | 0 | 0 | 4.06 | 4.06 | 4.06 | 4.06
5409 | 0 | 0 | 4.06 | 4.06 | 4.06 | 4.06
5410 | 0 | 0 | 3.5 | 3.5 | 3.5 | 3.5
5411 | 0 | 0 | 3.5 | 3.5 | 3.5 | 3.5
5412 | 0 | 0 | 3.5 | 3.5 | 3.5 | 3.5
5413 | 0 | 0 | 3.5 | 3.5 | 3.5 | 3.5
5414 | 1 | 1 | 3.5 | 3.5 | 3.5 | 3.5
5415 | 0 | 0 | 3.5 | 3.5 | 3.5 | 3.5
5416 | 0 | 0 | 3.5 | 3.5 | 3.5 | 3.5
5417 | 0 | 0 | 3.5 | 3.5 | 3.5 | 3.5
5418 | 0 | 0 | 3.5 | 3.5 | 3.5 | 3.5
5419 | 0 | 0 | 3.5 | 3.5 | 3.5 | 3.5
5420 | 0 | 0 | 3.5 | 3.5 | 3.5 | 3.5
5421 | 0 | 0 | 3.5 | 3.5 | 3.5 | 3.5
5422 | 0 | 0 | 3.5 | 3.5 | 3.5 | 3.5
5423 | 0 | 0 | 4.04 | 4.04 | 4.04 | 4.04
5424 | 0 | 0 | 4.04 | 4.04 | 4.04 | 4.04
5425 | 0 | 0 | 4.03 | 4.03 | 4.03 | 4.03
5426 | 1 | 1 | 4.03 | 4.03 | 4.03 | 4.03
5427 | 1 | 1 | 4.03 | 4.03 | 4.03 | 4.03
5428 | 0 | 0 | 4.04 | 4.04 | 4.04 | 4.04
5429 | 0 | 0 | 4.06 | 4.06 | 4.06 | 4.06
5430 | 0 | 0 | 4.06 | 4.06 | 4.06 | 4.06
5431 | 0 | 0 | 4.06 | 4.06 | 4.06 | 4.06
5432 | 0 | 0 | 4.06 | 4.06 | 4.06 | 4.06
5433 | 0 | 0 | 4.06 | 4.06 | 4.06 | 4.06
5434 | 0 | 0 | 3.1052 | 3.1052 | 3.1052 | 3.1052
5435 | 0 | 0 | 4.06 | 4.06 | 4.06 | 4.06
5436 | 0 | 0 | 4.06 | 4.06 | 4.06 | 4.06
5437 | 0 | 0 | 4.06 | 4.06 | 4.06 | 4.06
5438 | 0 | 0 | 4.06 | 4.06 | 4.06 | 4.06
5439 | 0 | 0 | 4.06 | 4.06 | 4.06 | 4.06
5440 | 0 | 0 | 4.06 | 4.06 | 4.06 | 4.06
5441 | 0 | 0 | 4.06 | 4.06 | 4.06 | 4.06
5442 | 0 | 0 | 3.5 | 3.5 | 3.5 | 3.5
5443 | 0 | 0 | 3.5 | 3.5 | 3.5 | 3.5
5444 | 0 | 0 | 3.5 | 3.5 | 3.5 | 3.5
5445 | 1 | 1 | 3.5 | 3.5 | 3.5 | 3.5
5446 | 0 | 0 | 3.5 | 3.5 | 3.5 | 3.5
5447 | 0 | 0 | 3.5 | 3.5 | 3.5 | 3.5
5448 | 0 | 0 | 3.5 | 3.5 | 3.5 | 3.5
5449 | 0 | 0 | 3.5 | 3.5 | 3.5 | 3.5
5450 | 0 | 0 | 3.5 | 3.5 | 3.5 | 3.5
5451 | 0 | 0 | 3.5 | 3.5 | 3.5 | 3.5
5452 | 0 | 0 | 3.5 | 3.5 | 3.5 | 3.5
5453 | 0 | 0 | 3.5 | 3.5 | 3.5 | 3.5
5454 | 0 | 0 | 3.5 | 3.5 | 3.5 | 3.5
5455 | 0 | 0 | 3.5 | 3.5 | 3.5 | 3.5
5456 | 0 | 0 | 3.5 | 3.5 | 3.5 | 3.5
5457 | 0 | 0 | 3.5 | 3.5 | 3.5 | 3.5
5458 | 0 | 0 | 3.5 | 3.5 | 3.5 | 3.5
5459 | 0 | 0 | 3.5 | 3.5 | 3.5 | 3.5
5460 | 0 | 0 | 3.5 | 3.5 | 3.5 | 3.5
5461 | 0 | 0 | 3.5 | 3.5 | 3.5 | 3.5
5462 | 0 | 0 | 3.5 | 3.5 | 3.5 | 3.5
5463 | 0 | 0 | 3.5 | 3.5 | 3.5 | 3.5
5464 | 0 | 0 | 3.5 | 3.5 | 3.5 | 3.5
5465 | 0 | 0 | 3.5 | 3.5 | 3.5 | 3.5
5466 | 0 | 0 | 3.5 | 3.5 | 3.5 | 3.5
5467 | 0 | 0 | 3.5 | 3.5 | 3.5 | 3.5
5468 | 1 | 1 | 3.5 | 3.5 | 3.5 | 3.5
5469 | 1 | 1 | 3.5 | 3.5 | 3.5 | 3.5
5470 | 0 | 0 | 3.5 | 3.5 | 3.5 | 3.5
5471 | 0 | 0 | 3.5 | 3.5 | 3.5 | 3.5
5472 | 0 | 0 | 3.5 | 3.5 | 3.5 | 3.5
5473 | 0 | 0 | 3.5 | 3.5 | 3.5 | 3.5
5474 | 0 | 0 | 3.5 | 3.5 | 3.5 | 3.5
5475 | 0 | 0 | 3.5 | 3.5 | 3.5 | 3.5
5476 | 0 | 0 | 3.5 | 3.5 | 3.5 | 3.5
5477 | 0 | 0 | 3.5 | 3.5 | 3.5 | 3.5
5478 | 0 | 0 | 3.5 | 3.5 | 3.5 | 3.5
5479 | 0 | 0 | 3.5 | 3.5 | 3.5 | 3.5
5480 | 0 | 0 | 4.06 | 4.06 | 4.06 | 4.06
5481 | 0 | 0 | 4.06 | 4.06 | 4.06 | 4.06
5482 | 0 | 0 | 4.06 | 4.06 | 4.06 | 4.06
5483 | 0 | 0 | 4.06 | 4.06 | 4.06 | 4.06
5484 | 0 | 0 | 4.06 | 4.06 | 4.06 | 4.06
5485 | 0 | 0 | 4.06 | 4.06 | 4.06 | 4.06
5486 | 0 | 0 | 3.2343 | 3.2343 | 3.2343 | 3.2343
5487 | 0 | 0 | 4.06 | 4.06 | 4.06 | 4.06
5488 | 0 | 0 | 4.06 | 4.06 | 4.06 | 4.06
5489 | 0 | 0 | 4.06 | 4.06 | 4.06 | 4.06
5490 | 0 | 0 | 4.06 | 4.06 | 4.06 | 4.06
5491 | 1 | 1 | 3.5 | 3.5 | 3.5 | 3.5
5492 | 0 | 0 | 3.5 | 3.5 | 3.5 | 3.5
5493 | 0 | 0 | 3.5 | 3.5 | 3.5 | 3.5
5494 | 0 | 0 | 3.5 | 3.5 | 3.5 | 3.5
5495 | 0 | 0 | 3.5 | 3.5 | 3.5 | 3.5
5496 | 0 | 0 | 3.5 | 3.5 | 3.5 | 3.5
5497 | 0 | 0 | 3.5 | 3.5 | 3.5 | 3.5
5498 | 0 | 0 | 3.5 | 3.5 | 3.5 | 3.5
5499 | 0 | 0 | 3.5 | 3.5 | 3.5 | 3.5
5500 | 0 | 0 | 3.5 | 3.5 | 3.5 | 3.5
5501 | 0 | 0 | 3.5 | 3.5 | 3.5 | 3.5
5502 | 0 | 0 | 3.5 | 3.5 | 3.5 | 3.5
5503 | 0 | 0 | 3.5 | 3.5 | 3.5 | 3.5
5504 | 0 | 0 | 3.5 | 3.5 | 3.5 | 3.5
5505 | 0 | 0 | 3.5 | 3.5 | 3.5 | 3.5
5506 | 0 | 0 | 4.06 | 4.06 | 4.06 | 4.06
5507 | 0 | 0 | 4.06 | 4.06 | 4.06 | 4.06
5508 | 0 | 0 | 4.06 | 4.06 | 4.06 | 4.06
5509 | 0 | 0 | 4.06 | 4.06 | 4.06 | 4.06
5510 | 0 | 0 | 4.06 | 4.06 | 4.06 | 4.06
5511 | 0 | 0 | 4.06 | 4.06 | 4.06 | 4.06
5512 | 0 | 0 | 4.06 | 4.06 | 4.06 | 4.06
5513 | 0 | 0 | 4.06 | 4.06 | 4.06 | 4.06
5514 | 0 | 0 | 4.06 | 4.06 | 4.06 | 4.06
5515 | 0 | 0 | 3.5 | 3.5 | 3.5 | 3.5
5516 | 1 | 1 | 3.5 | 3.5 | 3.5 | 3.5
5517 | 0 | 0 | 3.5 | 3.5 | 3.5 | 3.5
5518 | 0 | 0 | 3.5 | 3.5 | 3.5 | 3.5
5519 | 0 | 0 | 3.5 | 3.5 | 3.5 | 3.5
5520 | 0 | 0 | 3.5 | 3.5 | 3.5 | 3.5
5521 | 0 | 0 | 3.5 | 3.5 | 3.5 | 3.5
5522 | 0 | 0 | 3.5 | 3.5 | 3.5 | 3.5
5523 | 0 | 0 | 3.5 | 3.5 | 3.5 | 3.5
5524 | 0 | 0 | 3.5 | 3.5 | 3.5 | 3.5
5525 | 0 | 0 | 3.5 | 3.5 | 3.5 | 3.5
5526 | 0 | 0 | 3.5 | 3.5 | 3.5 | 3.5
5527 | 0 | 0 | 3.5 | 3.5 | 3.5 | 3.5
5528 | 0 | 0 | 3.5 | 3.5 | 3.5 | 3.5
5529 | 0 | 0 | 3.12 | 3.12 | 3.12 | 3.12
5530 | 0 | 0 | 3.5 | 3.5 | 3.5 | 3.5
5531 | 0 | 0 | 3.5 | 3.5 | 3.5 | 3.5
5532 | 0 | 0 | 3.5 | 3.5 | 3.5 | 3.5
5533 | 0 | 0 | 3.5 | 3.5 | 3.5 | 3.5
5534 | 0 | 0 | 3.5 | 3.5 | 3.5 | 3.5
5535 | 0 | 0 | 3.5 | 3.5 | 3.5 | 3.5
5536 | 0 | 0 | 3.5 | 3.5 | 3.5 | 3.5
5537 | 0 | 0 | 3.5 | 3.5 | 3.5 | 3.5
5538 | 0 | 0 | 3.5 | 3.5 | 3.5 | 3.5
5539 | 0 | 0 | 3.5 | 3.5 | 3.5 | 3.5
5540 | 0 | 0 | 3.5 | 3.5 | 3.5 | 3.5
5541 | 1 | 1 | 3.5 | 3.5 | 3.5 | 3.5
5542 | 0 | 0 | 3.5 | 3.5 | 3.5 | 3.5
5543 | 0 | 0 | 4.06 | 4.06 | 4.06 | 4.06
5544 | 0 | 0 | 4.06 | 4.06 | 4.06 | 4.06
5545 | 0 | 0 | 4.06 | 4.06 | 4.06 | 4.06
5546 | 0 | 0 | 4.06 | 4.06 | 4.06 | 4.06
5547 | 0 | 0 | 4.06 | 4.06 | 4.06 | 4.06
5548 | 0 | 0 | 4.06 | 4.06 | 4.06 | 4.06
5549 | 0 | 0 | 4.06 | 4.06 | 4.06 | 4.06
5550 | 0 | 0 | 4.06 | 4.06 | 4.06 | 4.06
5551 | 0 | 0 | 4.06 | 4.06 | 4.06 | 4.06
5552 | 0 | 0 | 4.06 | 4.06 | 4.06 | 4.06
5553 | 0 | 0 | 4.06 | 4.06 | 4.06 | 4.06
5554 | 0 | 0 | 4.06 | 4.06 | 4.06 | 4.06
5555 | 0 | 0 | 4.06 | 4.06 | 4.06 | 4.06
5556 | 0 | 0 | 4.06 | 4.06 | 4.06 | 4.06
5557 | 0 | 0 | 4.06 | 4.06 | 4.06 | 4.06
5558 | 0 | 0 | 4.06 | 4.06 | 4.06 | 4.06
5559 | 0 | 0 | 4.06 | 4.06 | 4.06 | 4.06
5560 | 0 | 0 | 4.06 | 4.06 | 4.06 | 4.06
5561 | 0 | 0 | 4.06 | 4.06 | 4.06 | 4.06
5562 | 0 | 0 | 4.06 | 4.06 | 4.06 | 4.06
5563 | 0 | 0 | 4.06 | 4.06 | 4.06 | 4.06
5564 | 0 | 0 | 4.06 | 4.06 | 4.06 | 4.06
5565 | 0 | 0 | 3.5 | 3.5 | 3.5 | 3.5
5566 | 0 | 0 | 3.5 | 3.5 | 3.5 | 3.5
5567 | 0 | 0 | 3.5 | 3.5 | 3.5 | 3.5
5568 | 0 | 0 | 3.5 | 3.5 | 3.5 | 3.5
5569 | 0 | 0 | 3.5 | 3.5 | 3.5 | 3.5
5570 | 0 | 0 | 3.5 | 3.5 | 3.5 | 3.5
5571 | 0 | 0 | 3.5 | 3.5 | 3.5 | 3.5
5572 | 0 | 0 | 3.5 | 3.5 | 3.5 | 3.5
5573 | 0 | 0 | 3.5 | 3.5 | 3.5 | 3.5
5574 | 0 | 0 | 3.5 | 3.5 | 3.5 | 3.5
5575 | 0 | 0 | 3.5 | 3.5 | 3.5 | 3.5
5576 | 0 | 0 | 3.5 | 3.5 | 3.5 | 3.5
5577 | 0 | 0 | 3.07 | 3.07 | 3.07 | 3.07
5578 | 0 | 0 | 3.5 | 3.5 | 3.5 | 3.5
5579 | 0 | 0 | 3.5 | 3.5 | 3.5 | 3.5
5580 | 0 | 0 | 3.5 | 3.5 | 3.5 | 3.5
5581 | 0 | 0 | 3.5 | 3.5 | 3.5 | 3.5
5582 | 0 | 0 | 3.5 | 3.5 | 3.5 | 3.5
5583 | 0 | 0 | 3.5 | 3.5 | 3.5 | 3.5
5584 | 0 | 0 | 3.5 | 3.5 | 3.5 | 3.5
5585 | 0 | 0 | 3.5 | 3.5 | 3.5 | 3.5
5586 | 0 | 0 | 3.5 | 3.5 | 3.5 | 3.5
5587 | 0 | 0 | 3.5 | 3.5 | 3.5 | 3.5
5588 | 0 | 0 | 3.5 | 3.5 | 3.5 | 3.5
5589 | 0 | 0 | 3.5 | 3.5 | 3.5 | 3.5
5590 | 0 | 0 | 3.5 | 3.5 | 3.5 | 3.5
5591 | 0 | 0 | 3.5 | 3.5 | 3.5 | 3.5
5592 | 0 | 0 | 3.5 | 3.5 | 3.5 | 3.5
5593 | 0 | 0 | 3.5 | 3.5 | 3.5 | 3.5
5594 | 0 | 0 | 3.5 | 3.5 | 3.5 | 3.5
5595 | 0 | 0 | 3.5 | 3.5 | 3.5 | 3.5
5596 | 0 | 0 | 3.5 | 3.5 | 3.5 | 3.5
5597 | 0 | 0 | 3.5 | 3.5 | 3.5 | 3.5
5598 | 0 | 0 | 3.5 | 3.5 | 3.5 | 3.5
5599 | 0 | 0 | 3.5 | 3.5 | 3.5 | 3.5
5600 | 0 | 0 | 4.06 | 4.06 | 4.06 | 4.06
5601 | 0 | 0 | 4.06 | 4.06 | 4.06 | 4.06
5602 | 0 | 0 | 4.06 | 4.06 | 4.06 | 4.06
5603 | 0 | 0 | 4.06 | 4.06 | 4.06 | 4.06
5604 | 0 | 0 | 4.06 | 4.06 | 4.06 | 4.06
5605 | 0 | 0 | 4.06 | 4.06 | 4.06 | 4.06
5606 | 0 | 0 | 4.06 | 4.06 | 4.06 | 4.06
5607 | 0 | 0 | 4.06 | 4.06 | 4.06 | 4.06
5608 | 0 | 0 | 4.06 | 4.06 | 4.06 | 4.06
5609 | 0 | 0 | 4.06 | 4.06 | 4.06 | 4.06
5610 | 1 | 1 | 4.06 | 4.06 | 4.06 | 4.06
5611 | 0 | 0 | 4.06 | 4.06 | 4.06 | 4.06
5612 | 0 | 0 | 4.06 | 4.06 | 4.06 | 4.06
5613 | 0 | 0 | 4.06 | 4.06 | 4.06 | 4.06
5614 | 0 | 0 | 4.06 | 4.06 | 4.06 | 4.06
5615 | 0 | 0 | 4.06 | 4.06 | 4.06 | 4.06
5616 | 0 | 0 | 4.06 | 4.06 | 4.06 | 4.06
5617 | 0 | 0 | 4.06 | 4.06 | 4.06 | 4.06
5618 | 0 | 0 | 4.06 | 4.06 | 4.06 | 4.06
5619 | 0 | 0 | 4.05 | 4.05 | 4.05 | 4.05
5620 | 0 | 0 | 4.06 | 4.06 | 4.06 | 4.06
5621 | 0 | 0 | 4.06 | 4.06 | 4.06 | 4.06
5622 | 0 | 0 | 4.06 | 4.06 | 4.06 | 4.06
5623 | 0 | 0 | 4.06 | 4.06 | 4.06 | 4.06
5624 | 0 | 0 | 4.06 | 4.06 | 4.06 | 4.06
5625 | 0 | 0 | 4.06 | 4.06 | 4.06 | 4.06
5626 | 0 | 0 | 4.06 | 4.06 | 4.06 | 4.06
5627 | 0 | 0 | 3.5 | 3.5 | 3.5 | 3.5
5628 | 0 | 0 | 4.06 | 4.06 | 4.06 | 4.06
5629 | 0 | 0 | 4.06 | 4.06 | 4.06 | 4.06
5630 | 0 | 0 | 3.4999 | 3.4999 | 3.4999 | 3.4999
5631 | 0 | 0 | 4.06 | 4.06 | 4.06 | 4.06
5632 | 0 | 0 | 4.06 | 4.06 | 4.06 | 4.06
5633 | 0 | 0 | 4.06 | 4.06 | 4.06 | 4.06
5634 | 0 | 0 | 4.06 | 4.06 | 4.06 | 4.06
5635 | 0 | 0 | 4.06 | 4.06 | 4.06 | 4.06
5636 | 0 | 0 | 4.06 | 4.06 | 4.06 | 4.06
5637 | 0 | 0 | 3.5 | 3.5 | 3.5 | 3.5
5638 | 0 | 0 | 3.5 | 3.5 | 3.5 | 3.5
5639 | 0 | 0 | 4.06 | 4.06 | 4.06 | 4.06
5640 | 0 | 0 | 4.06 | 4.06 | 4.06 | 4.06
5641 | 0 | 0 | 4.06 | 4.06 | 4.06 | 4.06
5642 | 0 | 0 | 4.06 | 4.06 | 4.06 | 4.06
5643 | 0 | 0 | 4.06 | 4.06 | 4.06 | 4.06
5644 | 0 | 0 | 4.06 | 4.06 | 4.06 | 4.06
5645 | 0 | 0 | 4.06 | 4.06 | 4.06 | 4.06
5646 | 0 | 0 | 4.06 | 4.06 | 4.06 | 4.06
5647 | 0 | 0 | 4.06 | 4.06 | 4.06 | 4.06
5648 | 0 | 0 | 3.5 | 3.5 | 3.5 | 3.5
5649 | 0 | 0 | 3.5 | 3.5 | 3.5 | 3.5
5650 | 0 | 0 | 3.5 | 3.5 | 3.5 | 3.5
5651 | 0 | 0 | 3.5 | 3.5 | 3.5 | 3.5
5652 | 0 | 0 | 3.5 | 3.5 | 3.5 | 3.5
5653 | 0 | 0 | 3.5 | 3.5 | 3.5 | 3.5
5654 | 0 | 0 | 3.5 | 3.5 | 3.5 | 3.5
5655 | 0 | 0 | 3.5 | 3.5 | 3.5 | 3.5
5656 | 1 | 1 | 3.5 | 3.5 | 3.5 | 3.5
5657 | 0 | 0 | 3.5 | 3.5 | 3.5 | 3.5
5658 | 0 | 0 | 3.5 | 3.5 | 3.5 | 3.5
5659 | 0 | 0 | 3.5 | 3.5 | 3.5 | 3.5
5660 | 0 | 0 | 3.5 | 3.5 | 3.5 | 3.5
5661 | 0 | 0 | 3.5 | 3.5 | 3.5 | 3.5
5662 | 0 | 0 | 3.5 | 3.5 | 3.5 | 3.5
5663 | 0 | 0 | 3.5 | 3.5 | 3.5 | 3.5
5664 | 1 | 1 | 3.5 | 3.5 | 3.5 | 3.5
5665 | 0 | 0 | 3.5 | 3.5 | 3.5 | 3.5
5666 | 0 | 0 | 3.5 | 3.5 | 3.5 | 3.5
5667 | 0 | 0 | 3.5 | 3.5 | 3.5 | 3.5
5668 | 0 | 0 | 3.5 | 3.5 | 3.5 | 3.5
5669 | 0 | 0 | 3.5 | 3.5 | 3.5 | 3.5
5670 | 0 | 0 | 3.5 | 3.5 | 3.5 | 3.5
5671 | 0 | 0 | 3.5 | 3.5 | 3.5 | 3.5
5672 | 0 | 0 | 3.4 | 3.4 | 3.4 | 3.4
5673 | 0 | 0 | 3.5 | 3.5 | 3.5 | 3.5
5674 | 0 | 0 | 3.5 | 3.5 | 3.5 | 3.5
5675 | 0 | 0 | 4.06 | 4.06 | 4.06 | 4.06
5676 | 0 | 0 | 4.06 | 4.06 | 4.06 | 4.06
5677 | 1 | 1 | 4.06 | 4.06 | 4.06 | 4.06
5678 | 0 | 0 | 4.06 | 4.06 | 4.06 | 4.06
5679 | 0 | 0 | 4.06 | 4.06 | 4.06 | 4.06
5680 | 0 | 0 | 4.06 | 4.06 | 4.06 | 4.06
5681 | 0 | 0 | 3.5 | 3.5 | 3.5 | 3.5
5682 | 0 | 0 | 3.5 | 3.5 | 3.5 | 3.5
5683 | 0 | 0 | 3.5 | 3.5 | 3.5 | 3.5
5684 | 0 | 0 | 3.5 | 3.5 | 3.5 | 3.5
5685 | 0 | 0 | 3.5 | 3.5 | 3.5 | 3.5
5686 | 0 | 0 | 3.5 | 3.5 | 3.5 | 3.5
5687 | 0 | 0 | 3.5 | 3.5 | 3.5 | 3.5
5688 | 1 | 1 | 3.5 | 3.5 | 3.5 | 3.5
5689 | 0 | 0 | 3.5 | 3.5 | 3.5 | 3.5
5690 | 0 | 0 | 3.5 | 3.5 | 3.5 | 3.5
5691 | 0 | 0 | 3.5 | 3.5 | 3.5 | 3.5
5692 | 0 | 0 | 3.5 | 3.5 | 3.5 | 3.5
5693 | 0 | 0 | 3.5 | 3.5 | 3.5 | 3.5
5694 | 0 | 0 | 3.5 | 3.5 | 3.5 | 3.5
5695 | 0 | 0 | 3.5 | 3.5 | 3.5 | 3.5
5696 | 0 | 0 | 3.5 | 3.5 | 3.5 | 3.5
5697 | 0 | 0 | 3.5 | 3.5 | 3.5 | 3.5
5698 | 0 | 0 | 3.63 | 3.63 | 3.63 | 3.63
5699 | 0 | 0 | 3.5 | 3.5 | 3.5 | 3.5
5700 | 0 | 0 | 4.06 | 4.06 | 4.06 | 4.06
5701 | 0 | 0 | 4.06 | 4.06 | 4.06 | 4.06
5702 | 0 | 0 | 4.06 | 4.06 | 4.06 | 4.06
5703 | 0 | 0 | 4.06 | 4.06 | 4.06 | 4.06
5704 | 0 | 0 | 4.06 | 4.06 | 4.06 | 4.06
5705 | 0 | 0 | 3.5 | 3.5 | 3.5 | 3.5
5706 | 0 | 0 | 3.5 | 3.5 | 3.5 | 3.5
5707 | 0 | 0 | 3.5 | 3.5 | 3.5 | 3.5
5708 | 0 | 0 | 3.5 | 3.5 | 3.5 | 3.5
5709 | 0 | 0 | 3.5 | 3.5 | 3.5 | 3.5
5710 | 0 | 0 | 3.5 | 3.5 | 3.5 | 3.5
5711 | 0 | 0 | 3.5 | 3.5 | 3.5 | 3.5
5712 | 0 | 0 | 3.5 | 3.5 | 3.5 | 3.5
5713 | 0 | 0 | 3.5 | 3.5 | 3.5 | 3.5
5714 | 0 | 0 | 3.5 | 3.5 | 3.5 | 3.5
5715 | 0 | 0 | 3.5 | 3.5 | 3.5 | 3.5
5716 | 1 | 1 | 3.5 | 3.5 | 3.5 | 3.5
5717 | 1 | 1 | 3.5 | 3.5 | 3.5 | 3.5
5718 | 0 | 0 | 3.5 | 3.5 | 3.5 | 3.5
5719 | 0 | 0 | 3.5 | 3.5 | 3.5 | 3.5
5720 | 0 | 0 | 3.5 | 3.5 | 3.5 | 3.5
5721 | 0 | 0 | 3.5 | 3.5 | 3.5 | 3.5
5722 | 0 | 0 | 3.5 | 3.5 | 3.5 | 3.5
5723 | 0 | 0 | 3.5 | 3.5 | 3.5 | 3.5
5724 | 0 | 0 | 3.5 | 3.5 | 3.5 | 3.5
5725 | 0 | 0 | 3.5 | 3.5 | 3.5 | 3.5
5726 | 0 | 0 | 3.5 | 3.5 | 3.5 | 3.5
5727 | 0 | 0 | 3.5 | 3.5 | 3.5 | 3.5
5728 | 0 | 0 | 3.5 | 3.5 | 3.5 | 3.5
5729 | 0 | 0 | 3.5 | 3.5 | 3.5 | 3.5
5730 | 0 | 0 | 3.5 | 3.5 | 3.5 | 3.5
5731 | 0 | 0 | 3.5 | 3.5 | 3.5 | 3.5
5732 | 0 | 0 | 3.5 | 3.5 | 3.5 | 3.5
5733 | 0 | 0 | 3.5 | 3.5 | 3.5 | 3.5
5734 | 0 | 0 | 3.5 | 3.5 | 3.5 | 3.5
5735 | 0 | 0 | 3.5 | 3.5 | 3.5 | 3.5
5736 | 0 | 0 | 3.5 | 3.5 | 3.5 | 3.5
5737 | 0 | 0 | 3.5 | 3.5 | 3.5 | 3.5
5738 | 0 | 0 | 3.5 | 3.5 | 3.5 | 3.5
5739 | 0 | 0 | 3.5 | 3.5 | 3.5 | 3.5
5740 | 0 | 0 | 3.5 | 3.5 | 3.5 | 3.5
5741 | 0 | 0 | 3.5 | 3.5 | 3.5 | 3.5
5742 | 0 | 0 | 3.5 | 3.5 | 3.5 | 3.5
5743 | 0 | 0 | 3.35 | 3.35 | 3.35 | 3.35
5744 | 0 | 0 | 3.5 | 3.5 | 3.5 | 3.5
5745 | 0 | 0 | 3.5 | 3.5 | 3.5 | 3.5
5746 | 0 | 0 | 3.5 | 3.5 | 3.5 | 3.5
5747 | 0 | 0 | 3.5 | 3.5 | 3.5 | 3.5
5748 | 0 | 0 | 3.5 | 3.5 | 3.5 | 3.5
5749 | 0 | 0 | 3.5 | 3.5 | 3.5 | 3.5
5750 | 0 | 0 | 3.5 | 3.5 | 3.5 | 3.5
5751 | 0 | 0 | 3.5 | 3.5 | 3.5 | 3.5
5752 | 0 | 0 | 3.5 | 3.5 | 3.5 | 3.5
5753 | 0 | 0 | 3.5 | 3.5 | 3.5 | 3.5
5754 | 0 | 0 | 3.5 | 3.5 | 3.5 | 3.5
5755 | 0 | 0 | 3.5 | 3.5 | 3.5 | 3.5
5756 | 0 | 0 | 3.5 | 3.5 | 3.5 | 3.5
5757 | 1 | 1 | 3.5 | 3.5 | 3.5 | 3.5
5758 | 0 | 0 | 3.5 | 3.5 | 3.5 | 3.5
5759 | 0 | 0 | 3.5 | 3.5 | 3.5 | 3.5
5760 | 0 | 0 | 3.5 | 3.5 | 3.5 | 3.5
5761 | 0 | 0 | 3.5 | 3.5 | 3.5 | 3.5
5762 | 0 | 0 | 3.5 | 3.5 | 3.5 | 3.5
5763 | 0 | 0 | 3.5 | 3.5 | 3.5 | 3.5
5764 | 0 | 0 | 3.5 | 3.5 | 3.5 | 3.5
5765 | 0 | 0 | 3.5 | 3.5 | 3.5 | 3.5
5766 | 0 | 0 | 3.5 | 3.5 | 3.5 | 3.5
5767 | 0 | 0 | 3.5 | 3.5 | 3.5 | 3.5
5768 | 0 | 0 | 3.5 | 3.5 | 3.5 | 3.5
5769 | 0 | 0 | 3.5 | 3.5 | 3.5 | 3.5
5770 | 0 | 0 | 3.5 | 3.5 | 3.5 | 3.5
5771 | 0 | 0 | 3.5 | 3.5 | 3.5 | 3.5
5772 | 0 | 0 | 3.5 | 3.5 | 3.5 | 3.5
5773 | 0 | 0 | 3.5 | 3.5 | 3.5 | 3.5
5774 | 0 | 0 | 3.5 | 3.5 | 3.5 | 3.5
5775 | 0 | 0 | 3.5 | 3.5 | 3.5 | 3.5
5776 | 0 | 0 | 3.5 | 3.5 | 3.5 | 3.5
5777 | 1 | 1 | 3.5 | 3.5 | 3.5 | 3.5
5778 | 0 | 0 | 3.5 | 3.5 | 3.5 | 3.5
5779 | 0 | 0 | 3.5 | 3.5 | 3.5 | 3.5
5780 | 0 | 0 | 3.5 | 3.5 | 3.5 | 3.5
5781 | 0 | 0 | 3.5 | 3.5 | 3.5 | 3.5
5782 | 0 | 0 | 3.5 | 3.5 | 3.5 | 3.5
5783 | 0 | 0 | 3.5 | 3.5 | 3.5 | 3.5
5784 | 0 | 0 | 3.5 | 3.5 | 3.5 | 3.5
5785 | 0 | 0 | 3.5 | 3.5 | 3.5 | 3.5
5786 | 0 | 0 | 3.5 | 3.5 | 3.5 | 3.5
5787 | 0 | 0 | 3.5 | 3.5 | 3.5 | 3.5
5788 | 0 | 0 | 3.5 | 3.5 | 3.5 | 3.5
5789 | 0 | 0 | 3.5 | 3.5 | 3.5 | 3.5
5790 | 0 | 0 | 3.5 | 3.5 | 3.5 | 3.5
5791 | 0 | 0 | 3.5 | 3.5 | 3.5 | 3.5
5792 | 0 | 0 | 3.5 | 3.5 | 3.5 | 3.5
5793 | 0 | 0 | 3.34 | 3.34 | 3.34 | 3.34
5794 | 0 | 0 | 3.5 | 3.5 | 3.5 | 3.5
5795 | 0 | 0 | 3.5 | 3.5 | 3.5 | 3.5
5796 | 0 | 0 | 3.5 | 3.5 | 3.5 | 3.5
5797 | 0 | 0 | 3.5 | 3.5 | 3.5 | 3.5
5798 | 0 | 0 | 3.5 | 3.5 | 3.5 | 3.5
5799 | 0 | 0 | 3.5 | 3.5 | 3.5 | 3.5
5800 | 0 | 0 | 3.5 | 3.5 | 3.5 | 3.5
5801 | 0 | 0 | 3.5 | 3.5 | 3.5 | 3.5
5802 | 0 | 0 | 3.5 | 3.5 | 3.5 | 3.5
5803 | 0 | 0 | 3.5 | 3.5 | 3.5 | 3.5
5804 | 0 | 0 | 3.5 | 3.5 | 3.5 | 3.5
5805 | 0 | 0 | 3.5 | 3.5 | 3.5 | 3.5
5806 | 0 | 0 | 3.5 | 3.5 | 3.5 | 3.5
5807 | 1 | 1 | 3.5 | 3.5 | 3.5 | 3.5
5808 | 0 | 0 | 3.5 | 3.5 | 3.5 | 3.5
5809 | 0 | 0 | 3.5 | 3.5 | 3.5 | 3.5
5810 | 0 | 0 | 3.5 | 3.5 | 3.5 | 3.5
5811 | 0 | 0 | 3.5 | 3.5 | 3.5 | 3.5
5812 | 0 | 0 | 3.5 | 3.5 | 3.5 | 3.5
5813 | 0 | 0 | 3.5 | 3.5 | 3.5 | 3.5
5814 | 0 | 0 | 3.5 | 3.5 | 3.5 | 3.5
5815 | 0 | 0 | 3.5 | 3.5 | 3.5 | 3.5
5816 | 0 | 0 | 3.5 | 3.5 | 3.5 | 3.5
5817 | 0 | 0 | 3.5 | 3.5 | 3.5 | 3.5
5818 | 0 | 0 | 3.5 | 3.5 | 3.5 | 3.5
5819 | 0 | 0 | 3.5 | 3.5 | 3.5 | 3.5
5820 | 0 | 0 | 3.73 | 3.73 | 3.73 | 3.73
5821 | 0 | 0 | 3.5 | 3.5 | 3.5 | 3.5
5822 | 0 | 0 | 3.5 | 3.5 | 3.5 | 3.5
5823 | 0 | 0 | 3.5 | 3.5 | 3.5 | 3.5
5824 | 0 | 0 | 3.5 | 3.5 | 3.5 | 3.5
5825 | 0 | 0 | 3.5 | 3.5 | 3.5 | 3.5
5826 | 0 | 0 | 3.5 | 3.5 | 3.5 | 3.5
5827 | 0 | 0 | 3.5 | 3.5 | 3.5 | 3.5
5828 | 0 | 0 | 3.5 | 3.5 | 3.5 | 3.5
5829 | 0 | 0 | 3.5 | 3.5 | 3.5 | 3.5
5830 | 0 | 0 | 3.5 | 3.5 | 3.5 | 3.5
5831 | 1 | 1 | 3.5 | 3.5 | 3.5 | 3.5
5832 | 0 | 0 | 3.5 | 3.5 | 3.5 | 3.5
5833 | 0 | 0 | 3.5 | 3.5 | 3.5 | 3.5
5834 | 0 | 0 | 3.5 | 3.5 | 3.5 | 3.5
5835 | 0 | 0 | 3.5 | 3.5 | 3.5 | 3.5
5836 | 0 | 0 | 4.06 | 4.06 | 4.06 | 4.06
5837 | 0 | 0 | 4.06 | 4.06 | 4.06 | 4.06
5838 | 0 | 0 | 4.06 | 4.06 | 4.06 | 4.06
5839 | 0 | 0 | 4.06 | 4.06 | 4.06 | 4.06
5840 | 0 | 0 | 4.06 | 4.06 | 4.06 | 4.06
5841 | 0 | 0 | 4.06 | 4.06 | 4.06 | 4.06
5842 | 0 | 0 | 4.06 | 4.06 | 4.06 | 4.06
5843 | 0 | 0 | 4.06 | 4.06 | 4.06 | 4.06
5844 | 0 | 0 | 4.06 | 4.06 | 4.06 | 4.06
5845 | 0 | 0 | 4.06 | 4.06 | 4.06 | 4.06
5846 | 0 | 0 | 4.06 | 4.06 | 4.06 | 4.06
5847 | 0 | 0 | 4.06 | 4.06 | 4.06 | 4.06
5848 | 0 | 0 | 4.06 | 4.06 | 4.06 | 4.06
5849 | 0 | 0 | 4.06 | 4.06 | 4.06 | 4.06
5850 | 0 | 0 | 4.06 | 4.06 | 4.06 | 4.06
5851 | 0 | 0 | 3.5 | 3.5 | 3.5 | 3.5
5852 | 0 | 0 | 3.5 | 3.5 | 3.5 | 3.5
5853 | 1 | 1 | 3.5 | 3.5 | 3.5 | 3.5
5854 | 0 | 0 | 3.5 | 3.5 | 3.5 | 3.5
5855 | 0 | 0 | 3.5 | 3.5 | 3.5 | 3.5
5856 | 0 | 0 | 3.5 | 3.5 | 3.5 | 3.5
5857 | 0 | 0 | 3.5 | 3.5 | 3.5 | 3.5
5858 | 0 | 0 | 3.5 | 3.5 | 3.5 | 3.5
5859 | 0 | 0 | 4.03 | 4.03 | 4.03 | 4.03
5860 | 0 | 0 | 4.02 | 4.02 | 4.02 | 4.02
5861 | 0 | 0 | 4.06 | 4.06 | 4.06 | 4.06
5862 | 0 | 0 | 4.06 | 4.06 | 4.06 | 4.06
5863 | 0 | 0 | 4.06 | 4.06 | 4.06 | 4.06
5864 | 0 | 0 | 4.06 | 4.06 | 4.06 | 4.06
5865 | 0 | 0 | 3.1971 | 3.1971 | 3.1971 | 3.1971
5866 | 0 | 0 | 4.06 | 4.06 | 4.06 | 4.06
5867 | 0 | 0 | 4.06 | 4.06 | 4.06 | 4.06
5868 | 0 | 0 | 4.06 | 4.06 | 4.06 | 4.06
5869 | 0 | 0 | 4.06 | 4.06 | 4.06 | 4.06
5870 | 0 | 0 | 4.06 | 4.06 | 4.06 | 4.06
5871 | 0 | 0 | 4.06 | 4.06 | 4.06 | 4.06
5872 | 0 | 0 | 4.06 | 4.06 | 4.06 | 4.06
5873 | 0 | 0 | 4.06 | 4.06 | 4.06 | 4.06
5874 | 0 | 0 | 3.5 | 3.5 | 3.5 | 3.5
5875 | 0 | 0 | 3.5 | 3.5 | 3.5 | 3.5
5876 | 1 | 1 | 3.5 | 3.5 | 3.5 | 3.5
5877 | 0 | 0 | 3.5 | 3.5 | 3.5 | 3.5
5878 | 0 | 0 | 3.5 | 3.5 | 3.5 | 3.5
5879 | 0 | 0 | 3.5 | 3.5 | 3.5 | 3.5
5880 | 0 | 0 | 3.5 | 3.5 | 3.5 | 3.5
5881 | 0 | 0 | 3.5 | 3.5 | 3.5 | 3.5
5882 | 0 | 0 | 3.5 | 3.5 | 3.5 | 3.5
5883 | 0 | 0 | 3.5 | 3.5 | 3.5 | 3.5
5884 | 0 | 0 | 3.5 | 3.5 | 3.5 | 3.5
5885 | 0 | 0 | 3.5 | 3.5 | 3.5 | 3.5
5886 | 0 | 0 | 3.5 | 3.5 | 3.5 | 3.5
5887 | 0 | 0 | 3.5 | 3.5 | 3.5 | 3.5
5888 | 0 | 0 | 3.5 | 3.5 | 3.5 | 3.5
5889 | 0 | 0 | 3.5 | 3.5 | 3.5 | 3.5
5890 | 0 | 0 | 3.5 | 3.5 | 3.5 | 3.5
5891 | 0 | 0 | 3.5 | 3.5 | 3.5 | 3.5
5892 | 0 | 0 | 3.5 | 3.5 | 3.5 | 3.5
5893 | 0 | 0 | 3.5 | 3.5 | 3.5 | 3.5
5894 | 0 | 0 | 3.5 | 3.5 | 3.5 | 3.5
5895 | 0 | 0 | 3.5 | 3.5 | 3.5 | 3.5
5896 | 0 | 0 | 3.5 | 3.5 | 3.5 | 3.5
5897 | 1 | 1 | 3.05 | 3.05 | 3.05 | 3.05
5898 | 0 | 0 | 3.5 | 3.5 | 3.5 | 3.5
5899 | 0 | 0 | 3.5 | 3.5 | 3.5 | 3.5
5900 | 0 | 0 | 3.5 | 3.5 | 3.5 | 3.5
5901 | 0 | 0 | 3.5 | 3.5 | 3.5 | 3.5
5902 | 0 | 0 | 3.5 | 3.5 | 3.5 | 3.5
5903 | 0 | 0 | 3.5 | 3.5 | 3.5 | 3.5
5904 | 0 | 0 | 3.5 | 3.5 | 3.5 | 3.5
5905 | 0 | 0 | 3.5 | 3.5 | 3.5 | 3.5
5906 | 0 | 0 | 4.01 | 4.01 | 4.01 | 4.01
5907 | 0 | 0 | 4 | 4 | 4 | 4
5908 | 0 | 0 | 4 | 4 | 4 | 4
5909 | 0 | 0 | 4.05 | 4.05 | 4.05 | 4.05
5910 | 0 | 0 | 4.06 | 4.06 | 4.06 | 4.06
5911 | 0 | 0 | 4.06 | 4.06 | 4.06 | 4.06
5912 | 0 | 0 | 4.06 | 4.06 | 4.06 | 4.06
5913 | 0 | 0 | 4.06 | 4.06 | 4.06 | 4.06
5914 | 0 | 0 | 4.06 | 4.06 | 4.06 | 4.06
5915 | 0 | 0 | 4.06 | 4.06 | 4.06 | 4.06
5916 | 0 | 0 | 4.06 | 4.06 | 4.06 | 4.06
5917 | 0 | 0 | 4.06 | 4.06 | 4.06 | 4.06
5918 | 0 | 0 | 4.06 | 4.06 | 4.06 | 4.06
5919 | 0 | 0 | 4.06 | 4.06 | 4.06 | 4.06
5920 | 0 | 0 | 3.5 | 3.5 | 3.5 | 3.5
5921 | 0 | 0 | 3.5 | 3.5 | 3.5 | 3.5
5922 | 0 | 0 | 3.5 | 3.5 | 3.5 | 3.5
5923 | 1 | 1 | 3.5 | 3.5 | 3.5 | 3.5
5924 | 0 | 0 | 3.5 | 3.5 | 3.5 | 3.5
5925 | 0 | 0 | 3.5 | 3.5 | 3.5 | 3.5
5926 | 0 | 0 | 3.5 | 3.5 | 3.5 | 3.5
5927 | 0 | 0 | 3.5 | 3.5 | 3.5 | 3.5
5928 | 0 | 0 | 3.5 | 3.5 | 3.5 | 3.5
5929 | 0 | 0 | 3.5 | 3.5 | 3.5 | 3.5
5930 | 0 | 0 | 3.5 | 3.5 | 3.5 | 3.5
5931 | 0 | 0 | 3.5 | 3.5 | 3.5 | 3.5
5932 | 0 | 0 | 3.5 | 3.5 | 3.5 | 3.5
5933 | 0 | 0 | 3.5 | 3.5 | 3.5 | 3.5
5934 | 0 | 0 | 3.5 | 3.5 | 3.5 | 3.5
5935 | 0 | 0 | 3.5 | 3.5 | 3.5 | 3.5
5936 | 0 | 0 | 4.06 | 4.06 | 4.06 | 4.06
5937 | 0 | 0 | 4.06 | 4.06 | 4.06 | 4.06
5938 | 0 | 0 | 3.0192 | 3.0192 | 3.0192 | 3.0192
5939 | 0 | 0 | 4.06 | 4.06 | 4.06 | 4.06
5940 | 0 | 0 | 4.06 | 4.06 | 4.06 | 4.06
5941 | 0 | 0 | 4.06 | 4.06 | 4.06 | 4.06
5942 | 0 | 0 | 4.06 | 4.06 | 4.06 | 4.06
5943 | 0 | 0 | 4.06 | 4.06 | 4.06 | 4.06
5944 | 0 | 0 | 4.06 | 4.06 | 4.06 | 4.06
5945 | 0 | 0 | 4.06 | 4.06 | 4.06 | 4.06
5946 | 0 | 0 | 3.5 | 3.5 | 3.5 | 3.5
5947 | 0 | 0 | 3.5 | 3.5 | 3.5 | 3.5
5948 | 0 | 0 | 3.5 | 3.5 | 3.5 | 3.5
5949 | 0 | 0 | 3.5 | 3.5 | 3.5 | 3.5
5950 | 0 | 0 | 3.5 | 3.5 | 3.5 | 3.5
5951 | 1 | 1 | 3.5 | 3.5 | 3.5 | 3.5
5952 | 0 | 0 | 3.5 | 3.5 | 3.5 | 3.5
5953 | 0 | 0 | 3.5 | 3.5 | 3.5 | 3.5
5954 | 0 | 0 | 3.5 | 3.5 | 3.5 | 3.5
5955 | 0 | 0 | 3.5 | 3.5 | 3.5 | 3.5
5956 | 0 | 0 | 3.5 | 3.5 | 3.5 | 3.5
5957 | 0 | 0 | 3.5 | 3.5 | 3.5 | 3.5
5958 | 0 | 0 | 3.5 | 3.5 | 3.5 | 3.5
5959 | 0 | 0 | 4.06 | 4.06 | 4.06 | 4.06
5960 | 0 | 0 | 4.06 | 4.06 | 4.06 | 4.06
5961 | 0 | 0 | 4.06 | 4.06 | 4.06 | 4.06
5962 | 0 | 0 | 4.06 | 4.06 | 4.06 | 4.06
5963 | 0 | 0 | 4.06 | 4.06 | 4.06 | 4.06
5964 | 0 | 0 | 4.06 | 4.06 | 4.06 | 4.06
5965 | 0 | 0 | 4.06 | 4.06 | 4.06 | 4.06
5966 | 0 | 0 | 4.06 | 4.06 | 4.06 | 4.06
5967 | 0 | 0 | 4.06 | 4.06 | 4.06 | 4.06
5968 | 0 | 0 | 4.06 | 4.06 | 4.06 | 4.06
5969 | 0 | 0 | 4.06 | 4.06 | 4.06 | 4.06
5970 | 0 | 0 | 4.06 | 4.06 | 4.06 | 4.06
5971 | 0 | 0 | 4.06 | 4.06 | 4.06 | 4.06
5972 | 0 | 0 | 4.06 | 4.06 | 4.06 | 4.06
5973 | 1 | 1 | 4.06 | 4.06 | 4.06 | 4.06
5974 | 0 | 0 | 4.06 | 4.06 | 4.06 | 4.06
5975 | 0 | 0 | 4.05 | 4.05 | 4.05 | 4.05
5976 | 0 | 0 | 3.5 | 3.5 | 3.5 | 3.5
5977 | 0 | 0 | 3.5 | 3.5 | 3.5 | 3.5
5978 | 0 | 0 | 3.5 | 3.5 | 3.5 | 3.5
5979 | 0 | 0 | 3.5 | 3.5 | 3.5 | 3.5
5980 | 0 | 0 | 4.04 | 4.04 | 4.04 | 4.04
5981 | 0 | 0 | 4.05 | 4.05 | 4.05 | 4.05
5982 | 0 | 0 | 4.06 | 4.06 | 4.06 | 4.06
5983 | 0 | 0 | 4.06 | 4.06 | 4.06 | 4.06
5984 | 0 | 0 | 4.06 | 4.06 | 4.06 | 4.06
5985 | 0 | 0 | 4.06 | 4.06 | 4.06 | 4.06
5986 | 0 | 0 | 4.06 | 4.06 | 4.06 | 4.06
5987 | 0 | 0 | 2.9382 | 2.9382 | 2.9382 | 2.9382
5988 | 0 | 0 | 4.06 | 4.06 | 4.06 | 4.06
5989 | 0 | 0 | 4.06 | 4.06 | 4.06 | 4.06
5990 | 0 | 0 | 4.06 | 4.06 | 4.06 | 4.06
5991 | 0 | 0 | 4.06 | 4.06 | 4.06 | 4.06
5992 | 0 | 0 | 4.06 | 4.06 | 4.06 | 4.06
5993 | 0 | 0 | 4.06 | 4.06 | 4.06 | 4.06
5994 | 0 | 0 | 4.06 | 4.06 | 4.06 | 4.06
5995 | 0 | 0 | 4.05 | 4.05 | 4.05 | 4.05
5996 | 0 | 0 | 4.05 | 4.05 | 4.05 | 4.05
5997 | 0 | 0 | 4.04 | 4.04 | 4.04 | 4.04
5998 | 0 | 0 | 4.03 | 4.03 | 4.03 | 4.03
5999 | 0 | 0 | 4.02 | 4.02 | 4.02 | 4.02
6000 | 0 | 0 | 4.01 | 4.01 | 4.01 | 4.01
6001 | 0 | 0 | 4 | 4 | 4 | 4
6002 | 0 | 0 | 3.99 | 3.99 | 3.99 | 3.99
6003 | 0 | 0 | 3.98 | 3.98 | 3.98 | 3.98
6004 | 0 | 0 | 3.98 | 3.98 | 3.98 | 3.98
6005 | 0 | 0 | 4.01 | 4.01 | 4.01 | 4.01
6006 | 0 | 0 | 4.04 | 4.04 | 4.04 | 4.04
6007 | 0 | 0 | 4.05 | 4.05 | 4.05 | 4.05
6008 | 0 | 0 | 4.05 | 4.05 | 4.05 | 4.05
6009 | 0 | 0 | 4.05 | 4.05 | 4.05 | 4.05
6010 | 0 | 0 | 4.05 | 4.05 | 4.05 | 4.05
6011 | 0 | 0 | 4.05 | 4.05 | 4.05 | 4.05
6012 | 0 | 0 | 4.05 | 4.05 | 4.05 | 4.05
6013 | 0 | 0 | 4.05 | 4.05 | 4.05 | 4.05
6014 | 0 | 0 | 4.05 | 4.05 | 4.05 | 4.05
6015 | 0 | 0 | 4.05 | 4.05 | 4.05 | 4.05
6016 | 0 | 0 | 4.04 | 4.04 | 4.04 | 4.04
6017 | 0 | 0 | 4.04 | 4.04 | 4.04 | 4.04
6018 | 0 | 0 | 2.7864 | 2.7864 | 2.7864 | 2.7864
6019 | 0 | 0 | 4.04 | 4.04 | 4.04 | 4.04
6020 | 0 | 0 | 4.03 | 4.03 | 4.03 | 4.03
6021 | 0 | 0 | 4.03 | 4.03 | 4.03 | 4.03
6022 | 1 | 1 | 4.03 | 4.03 | 4.03 | 4.03
6023 | 1 | 1 | 4.03 | 4.03 | 4.03 | 4.03
6024 | 1 | 1 | 4.02 | 4.02 | 4.02 | 4.02
6025 | 1 | 1 | 3.5 | 3.5 | 3.5 | 3.5
6026 | 0 | 0 | 3.5 | 3.5 | 3.5 | 3.5
6027 | 0 | 0 | 4 | 4 | 4 | 4
6028 | 0 | 0 | 3.99 | 3.99 | 3.99 | 3.99
6029 | 0 | 0 | 4.01 | 4.01 | 4.01 | 4.01
6030 | 0 | 0 | 4.04 | 4.04 | 4.04 | 4.04
6031 | 0 | 0 | 4.05 | 4.05 | 4.05 | 4.05
6032 | 0 | 0 | 4.05 | 4.05 | 4.05 | 4.05
6033 | 0 | 0 | 4.05 | 4.05 | 4.05 | 4.05
6034 | 0 | 0 | 4.06 | 4.06 | 4.06 | 4.06
6035 | 0 | 0 | 4.06 | 4.06 | 4.06 | 4.06
6036 | 0 | 0 | 4.06 | 4.06 | 4.06 | 4.06
6037 | 0 | 0 | 4.06 | 4.06 | 4.06 | 4.06
6038 | 0 | 0 | 4.06 | 4.06 | 4.06 | 4.06
6039 | 0 | 0 | 4.06 | 4.06 | 4.06 | 4.06
6040 | 0 | 0 | 4.06 | 4.06 | 4.06 | 4.06
6041 | 0 | 0 | 4.05 | 4.05 | 4.05 | 4.05
6042 | 0 | 0 | 4.04 | 4.04 | 4.04 | 4.04
6043 | 0 | 0 | 4.02 | 4.02 | 4.02 | 4.02
6044 | 0 | 0 | 3.5 | 3.5 | 3.5 | 3.5
6045 | 0 | 0 | 3.5 | 3.5 | 3.5 | 3.5
6046 | 0 | 0 | 3.5 | 3.5 | 3.5 | 3.5
6047 | 0 | 0 | 3.5 | 3.5 | 3.5 | 3.5
6048 | 0 | 0 | 3.5 | 3.5 | 3.5 | 3.5
6049 | 0 | 0 | 3.5 | 3.5 | 3.5 | 3.5
6050 | 0 | 0 | 3.5 | 3.5 | 3.5 | 3.5
6051 | 0 | 0 | 3.5 | 3.5 | 3.5 | 3.5
6052 | 0 | 0 | 3.5 | 3.5 | 3.5 | 3.5
6053 | 0 | 0 | 3.5 | 3.5 | 3.5 | 3.5
6054 | 0 | 0 | 3.5 | 3.5 | 3.5 | 3.5
6055 | 0 | 0 | 4.06 | 4.06 | 4.06 | 4.06
6056 | 0 | 0 | 4.06 | 4.06 | 4.06 | 4.06
6057 | 0 | 0 | 2.9714 | 2.9714 | 2.9714 | 2.9714
6058 | 0 | 0 | 4.06 | 4.06 | 4.06 | 4.06
6059 | 0 | 0 | 4.06 | 4.06 | 4.06 | 4.06
6060 | 0 | 0 | 4.06 | 4.06 | 4.06 | 4.06
6061 | 0 | 0 | 4.06 | 4.06 | 4.06 | 4.06
6062 | 0 | 0 | 4.06 | 4.06 | 4.06 | 4.06
6063 | 0 | 0 | 4.06 | 4.06 | 4.06 | 4.06
6064 | 0 | 0 | 4.06 | 4.06 | 4.06 | 4.06
6065 | 0 | 0 | 4.06 | 4.06 | 4.06 | 4.06
6066 | 0 | 0 | 4.06 | 4.06 | 4.06 | 4.06
6067 | 0 | 0 | 3.5 | 3.5 | 3.5 | 3.5
6068 | 1 | 1 | 3.5 | 3.5 | 3.5 | 3.5
6069 | 0 | 0 | 3.5 | 3.5 | 3.5 | 3.5
6070 | 0 | 0 | 3.5 | 3.5 | 3.5 | 3.5
6071 | 0 | 0 | 3.5 | 3.5 | 3.5 | 3.5
6072 | 0 | 0 | 3.5 | 3.5 | 3.5 | 3.5
6073 | 0 | 0 | 3.5 | 3.5 | 3.5 | 3.5
6074 | 0 | 0 | 3.5 | 3.5 | 3.5 | 3.5
6075 | 0 | 0 | 3.5 | 3.5 | 3.5 | 3.5
6076 | 0 | 0 | 3.5 | 3.5 | 3.5 | 3.5
6077 | 0 | 0 | 3.94 | 3.94 | 3.94 | 3.94
6078 | 0 | 0 | 4.06 | 4.06 | 4.06 | 4.06
6079 | 0 | 0 | 4.06 | 4.06 | 4.06 | 4.06
6080 | 0 | 0 | 4.06 | 4.06 | 4.06 | 4.06
6081 | 0 | 0 | 4.06 | 4.06 | 4.06 | 4.06
6082 | 0 | 0 | 4.06 | 4.06 | 4.06 | 4.06
6083 | 0 | 0 | 4.06 | 4.06 | 4.06 | 4.06
6084 | 0 | 0 | 4.06 | 4.06 | 4.06 | 4.06
6085 | 0 | 0 | 4.06 | 4.06 | 4.06 | 4.06
6086 | 0 | 0 | 4.06 | 4.06 | 4.06 | 4.06
6087 | 0 | 0 | 4.06 | 4.06 | 4.06 | 4.06
6088 | 0 | 0 | 3.0106 | 3.0106 | 3.0106 | 3.0106
6089 | 0 | 0 | 3.5 | 3.5 | 3.5 | 3.5
6090 | 0 | 0 | 3.5 | 3.5 | 3.5 | 3.5
6091 | 0 | 0 | 3.5 | 3.5 | 3.5 | 3.5
6092 | 0 | 0 | 3.5 | 3.5 | 3.5 | 3.5
6093 | 0 | 0 | 3.5 | 3.5 | 3.5 | 3.5
6094 | 0 | 0 | 3.5 | 3.5 | 3.5 | 3.5
6095 | 0 | 0 | 3.5 | 3.5 | 3.5 | 3.5
6096 | 0 | 0 | 3.5 | 3.5 | 3.5 | 3.5
6097 | 0 | 0 | 3.5 | 3.5 | 3.5 | 3.5
6098 | 0 | 0 | 3.5 | 3.5 | 3.5 | 3.5
6099 | 0 | 0 | 3.5 | 3.5 | 3.5 | 3.5
6100 | 0 | 0 | 3.5 | 3.5 | 3.5 | 3.5
6101 | 0 | 0 | 3.5 | 3.5 | 3.5 | 3.5
6102 | 0 | 0 | 3.5 | 3.5 | 3.5 | 3.5
6103 | 0 | 0 | 4.06 | 4.06 | 4.06 | 4.06
6104 | 0 | 0 | 4.06 | 4.06 | 4.06 | 4.06
6105 | 0 | 0 | 4.06 | 4.06 | 4.06 | 4.06
6106 | 0 | 0 | 4.06 | 4.06 | 4.06 | 4.06
6107 | 0 | 0 | 4.06 | 4.06 | 4.06 | 4.06
6108 | 0 | 0 | 4.06 | 4.06 | 4.06 | 4.06
6109 | 0 | 0 | 4.06 | 4.06 | 4.06 | 4.06
6110 | 0 | 0 | 4.06 | 4.06 | 4.06 | 4.06
6111 | 0 | 0 | 4.06 | 4.06 | 4.06 | 4.06
6112 | 0 | 0 | 4.06 | 4.06 | 4.06 | 4.06
6113 | 0 | 0 | 3.5 | 3.5 | 3.5 | 3.5
6114 | 0 | 0 | 3.5 | 3.5 | 3.5 | 3.5
6115 | 0 | 0 | 3.5 | 3.5 | 3.5 | 3.5
6116 | 0 | 0 | 3.5 | 3.5 | 3.5 | 3.5
6117 | 0 | 0 | 3.5 | 3.5 | 3.5 | 3.5
6118 | 0 | 0 | 3.5 | 3.5 | 3.5 | 3.5
6119 | 0 | 0 | 3.5 | 3.5 | 3.5 | 3.5
6120 | 0 | 0 | 3.5 | 3.5 | 3.5 | 3.5
6121 | 0 | 0 | 3.5 | 3.5 | 3.5 | 3.5
6122 | 0 | 0 | 3.5 | 3.5 | 3.5 | 3.5
6123 | 0 | 0 | 3.5 | 3.5 | 3.5 | 3.5
6124 | 0 | 0 | 3.5 | 3.5 | 3.5 | 3.5
6125 | 0 | 0 | 3.5 | 3.5 | 3.5 | 3.5
6126 | 0 | 0 | 3.5 | 3.5 | 3.5 | 3.5
6127 | 0 | 0 | 4.06 | 4.06 | 4.06 | 4.06
6128 | 0 | 0 | 4.06 | 4.06 | 4.06 | 4.06
6129 | 0 | 0 | 4.06 | 4.06 | 4.06 | 4.06
6130 | 0 | 0 | 4.06 | 4.06 | 4.06 | 4.06
6131 | 0 | 0 | 4.06 | 4.06 | 4.06 | 4.06
6132 | 0 | 0 | 4.06 | 4.06 | 4.06 | 4.06
6133 | 0 | 0 | 4.06 | 4.06 | 4.06 | 4.06
6134 | 0 | 0 | 4.06 | 4.06 | 4.06 | 4.06
6135 | 0 | 0 | 4.06 | 4.06 | 4.06 | 4.06
6136 | 0 | 0 | 4.06 | 4.06 | 4.06 | 4.06
6137 | 0 | 0 | 4.06 | 4.06 | 4.06 | 4.06
6138 | 0 | 0 | 4.06 | 4.06 | 4.06 | 4.06
6139 | 0 | 0 | 2.8906 | 2.8906 | 2.8906 | 2.8906
6140 | 0 | 0 | 3.5 | 3.5 | 3.5 | 3.5
6141 | 0 | 0 | 3.5 | 3.5 | 3.5 | 3.5
6142 | 0 | 0 | 3.5 | 3.5 | 3.5 | 3.5
6143 | 0 | 0 | 3.5 | 3.5 | 3.5 | 3.5
6144 | 0 | 0 | 3.5 | 3.5 | 3.5 | 3.5
6145 | 0 | 0 | 3.5 | 3.5 | 3.5 | 3.5
6146 | 0 | 0 | 3.5 | 3.5 | 3.5 | 3.5
6147 | 0 | 0 | 3.5 | 3.5 | 3.5 | 3.5
6148 | 0 | 0 | 3.5 | 3.5 | 3.5 | 3.5
6149 | 0 | 0 | 3.5 | 3.5 | 3.5 | 3.5
6150 | 0 | 0 | 3.5 | 3.5 | 3.5 | 3.5
6151 | 0 | 0 | 4.06 | 4.06 | 4.06 | 4.06
6152 | 0 | 0 | 4.06 | 4.06 | 4.06 | 4.06
6153 | 0 | 0 | 4.06 | 4.06 | 4.06 | 4.06
6154 | 0 | 0 | 4.06 | 4.06 | 4.06 | 4.06
6155 | 0 | 0 | 4.06 | 4.06 | 4.06 | 4.06
6156 | 0 | 0 | 4.06 | 4.06 | 4.06 | 4.06
6157 | 0 | 0 | 4.06 | 4.06 | 4.06 | 4.06
6158 | 0 | 0 | 4.06 | 4.06 | 4.06 | 4.06
6159 | 0 | 0 | 4.06 | 4.06 | 4.06 | 4.06
6160 | 0 | 0 | 4.06 | 4.06 | 4.06 | 4.06
6161 | 0 | 0 | 4.06 | 4.06 | 4.06 | 4.06
6162 | 0 | 0 | 4.06 | 4.06 | 4.06 | 4.06
6163 | 0 | 0 | 3.5 | 3.5 | 3.5 | 3.5
6164 | 0 | 0 | 3.5 | 3.5 | 3.5 | 3.5
6165 | 0 | 0 | 3.5 | 3.5 | 3.5 | 3.5
6166 | 0 | 0 | 3.5 | 3.5 | 3.5 | 3.5
6167 | 0 | 0 | 3.5 | 3.5 | 3.5 | 3.5
6168 | 0 | 0 | 3.5 | 3.5 | 3.5 | 3.5
6169 | 0 | 0 | 3.5 | 3.5 | 3.5 | 3.5
6170 | 0 | 0 | 3.5 | 3.5 | 3.5 | 3.5
6171 | 0 | 0 | 3.5 | 3.5 | 3.5 | 3.5
6172 | 0 | 0 | 3.5 | 3.5 | 3.5 | 3.5
6173 | 0 | 0 | 3.5 | 3.5 | 3.5 | 3.5
6174 | 0 | 0 | 3.5 | 3.5 | 3.5 | 3.5
6175 | 0 | 0 | 4.06 | 4.06 | 4.06 | 4.06
6176 | 0 | 0 | 4.06 | 4.06 | 4.06 | 4.06
6177 | 0 | 0 | 4.06 | 4.06 | 4.06 | 4.06
6178 | 0 | 0 | 4.06 | 4.06 | 4.06 | 4.06
6179 | 0 | 0 | 4.06 | 4.06 | 4.06 | 4.06
6180 | 0 | 0 | 4.06 | 4.06 | 4.06 | 4.06
6181 | 0 | 0 | 4.06 | 4.06 | 4.06 | 4.06
6182 | 0 | 0 | 4.06 | 4.06 | 4.06 | 4.06
6183 | 0 | 0 | 4.06 | 4.06 | 4.06 | 4.06
6184 | 0 | 0 | 4.06 | 4.06 | 4.06 | 4.06
6185 | 1 | 1 | 4.06 | 4.06 | 4.06 | 4.06
6186 | 0 | 0 | 3.5 | 3.5 | 3.5 | 3.5
6187 | 0 | 0 | 3.5 | 3.5 | 3.5 | 3.5
6188 | 0 | 0 | 3.5 | 3.5 | 3.5 | 3.5
6189 | 0 | 0 | 2.87 | 2.87 | 2.87 | 2.87
6190 | 0 | 0 | 3.5 | 3.5 | 3.5 | 3.5
6191 | 0 | 0 | 3.5 | 3.5 | 3.5 | 3.5
6192 | 0 | 0 | 3.5 | 3.5 | 3.5 | 3.5
6193 | 0 | 0 | 3.5 | 3.5 | 3.5 | 3.5
6194 | 0 | 0 | 3.5 | 3.5 | 3.5 | 3.5
6195 | 0 | 0 | 3.5 | 3.5 | 3.5 | 3.5
6196 | 0 | 0 | 3.5 | 3.5 | 3.5 | 3.5
6197 | 0 | 0 | 3.5 | 3.5 | 3.5 | 3.5
6198 | 0 | 0 | 3.5 | 3.5 | 3.5 | 3.5
6199 | 0 | 0 | 3.5 | 3.5 | 3.5 | 3.5
6200 | 0 | 0 | 3.5 | 3.5 | 3.5 | 3.5
6201 | 0 | 0 | 4.06 | 4.06 | 4.06 | 4.06
6202 | 0 | 0 | 4.06 | 4.06 | 4.06 | 4.06
6203 | 0 | 0 | 4.06 | 4.06 | 4.06 | 4.06
6204 | 0 | 0 | 4.06 | 4.06 | 4.06 | 4.06
6205 | 0 | 0 | 4.06 | 4.06 | 4.06 | 4.06
6206 | 0 | 0 | 4.06 | 4.06 | 4.06 | 4.06
6207 | 0 | 0 | 4.06 | 4.06 | 4.06 | 4.06
6208 | 0 | 0 | 4.06 | 4.06 | 4.06 | 4.06
6209 | 0 | 0 | 4.06 | 4.06 | 4.06 | 4.06
6210 | 1 | 1 | 4.06 | 4.06 | 4.06 | 4.06
6211 | 0 | 0 | 4.06 | 4.06 | 4.06 | 4.06
6212 | 0 | 0 | 3.5 | 3.5 | 3.5 | 3.5
6213 | 0 | 0 | 3.5 | 3.5 | 3.5 | 3.5
6214 | 0 | 0 | 3.5 | 3.5 | 3.5 | 3.5
6215 | 0 | 0 | 3.5 | 3.5 | 3.5 | 3.5
6216 | 0 | 0 | 3.5 | 3.5 | 3.5 | 3.5
6217 | 0 | 0 | 3.5 | 3.5 | 3.5 | 3.5
6218 | 0 | 0 | 3.5 | 3.5 | 3.5 | 3.5
6219 | 0 | 0 | 2.73 | 2.73 | 2.73 | 2.73
6220 | 0 | 0 | 3.5 | 3.5 | 3.5 | 3.5
6221 | 0 | 0 | 3.5 | 3.5 | 3.5 | 3.5
6222 | 0 | 0 | 3.5 | 3.5 | 3.5 | 3.5
6223 | 0 | 0 | 3.5 | 3.5 | 3.5 | 3.5
6224 | 0 | 0 | 3.5 | 3.5 | 3.5 | 3.5
6225 | 0 | 0 | 3.5 | 3.5 | 3.5 | 3.5
6226 | 0 | 0 | 4.06 | 4.06 | 4.06 | 4.06
6227 | 0 | 0 | 4.06 | 4.06 | 4.06 | 4.06
6228 | 0 | 0 | 4.06 | 4.06 | 4.06 | 4.06
6229 | 0 | 0 | 4.06 | 4.06 | 4.06 | 4.06
6230 | 0 | 0 | 4.06 | 4.06 | 4.06 | 4.06
6231 | 0 | 0 | 4.06 | 4.06 | 4.06 | 4.06
6232 | 0 | 0 | 4.06 | 4.06 | 4.06 | 4.06
6233 | 0 | 0 | 4.06 | 4.06 | 4.06 | 4.06
6234 | 0 | 0 | 4.06 | 4.06 | 4.06 | 4.06
6235 | 1 | 1 | 3.5 | 3.5 | 3.5 | 3.5
6236 | 0 | 0 | 3.5 | 3.5 | 3.5 | 3.5
6237 | 0 | 0 | 3.5 | 3.5 | 3.5 | 3.5
6238 | 0 | 0 | 3.5 | 3.5 | 3.5 | 3.5
6239 | 0 | 0 | 3.5 | 3.5 | 3.5 | 3.5
6240 | 0 | 0 | 3.5 | 3.5 | 3.5 | 3.5
6241 | 0 | 0 | 3.5 | 3.5 | 3.5 | 3.5
6242 | 0 | 0 | 3.5 | 3.5 | 3.5 | 3.5
6243 | 0 | 0 | 3.74 | 3.74 | 3.74 | 3.74
6244 | 0 | 0 | 3.71 | 3.71 | 3.71 | 3.71
6245 | 0 | 0 | 3.76 | 3.76 | 3.76 | 3.76
6246 | 0 | 0 | 3.95 | 3.95 | 3.95 | 3.95
6247 | 0 | 0 | 4.05 | 4.05 | 4.05 | 4.05
6248 | 0 | 0 | 4.06 | 4.06 | 4.06 | 4.06
6249 | 0 | 0 | 4.06 | 4.06 | 4.06 | 4.06
6250 | 0 | 0 | 4.06 | 4.06 | 4.06 | 4.06
6251 | 0 | 0 | 4.06 | 4.06 | 4.06 | 4.06
6252 | 0 | 0 | 4.06 | 4.06 | 4.06 | 4.06
6253 | 0 | 0 | 4.06 | 4.06 | 4.06 | 4.06
6254 | 0 | 0 | 4.06 | 4.06 | 4.06 | 4.06
6255 | 0 | 0 | 4.06 | 4.06 | 4.06 | 4.06
6256 | 0 | 0 | 4.06 | 4.06 | 4.06 | 4.06
6257 | 0 | 0 | 4.06 | 4.06 | 4.06 | 4.06
6258 | 0 | 0 | 4.05 | 4.05 | 4.05 | 4.05
6259 | 1 | 1 | 4.01 | 4.01 | 4.01 | 4.01
6260 | 0 | 0 | 3.96 | 3.96 | 3.96 | 3.96
6261 | 0 | 0 | 3.89 | 3.89 | 3.89 | 3.89
6262 | 0 | 0 | 3.83 | 3.83 | 3.83 | 3.83
6263 | 0 | 0 | 3.76 | 3.76 | 3.76 | 3.76
6264 | 0 | 0 | 3.71 | 3.71 | 3.71 | 3.71
6265 | 0 | 0 | 3.67 | 3.67 | 3.67 | 3.67
6266 | 0 | 0 | 3.64 | 3.64 | 3.64 | 3.64
6267 | 0 | 0 | 3.61 | 3.61 | 3.61 | 3.61
6268 | 0 | 0 | 3.59 | 3.59 | 3.59 | 3.59
6269 | 0 | 0 | 3.65 | 3.65 | 3.65 | 3.65
6270 | 0 | 0 | 3.86 | 3.86 | 3.86 | 3.86
6271 | 0 | 0 | 4.02 | 4.02 | 4.02 | 4.02
6272 | 0 | 0 | 3.1249 | 3.1249 | 3.1249 | 3.1249
6273 | 0 | 0 | 4.06 | 4.06 | 4.06 | 4.06
6274 | 0 | 0 | 4.06 | 4.06 | 4.06 | 4.06
6275 | 0 | 0 | 4.06 | 4.06 | 4.06 | 4.06
6276 | 0 | 0 | 4.06 | 4.06 | 4.06 | 4.06
6277 | 0 | 0 | 4.06 | 4.06 | 4.06 | 4.06
6278 | 0 | 0 | 4.06 | 4.06 | 4.06 | 4.06
6279 | 0 | 0 | 4.06 | 4.06 | 4.06 | 4.06
6280 | 0 | 0 | 4.06 | 4.06 | 4.06 | 4.06
6281 | 0 | 0 | 4.05 | 4.05 | 4.05 | 4.05
6282 | 1 | 1 | 3.98 | 3.98 | 3.98 | 3.98
6283 | 0 | 0 | 3.9 | 3.9 | 3.9 | 3.9
6284 | 0 | 0 | 3.83 | 3.83 | 3.83 | 3.83
6285 | 0 | 0 | 3.74 | 3.74 | 3.74 | 3.74
6286 | 0 | 0 | 3.68 | 3.68 | 3.68 | 3.68
6287 | 0 | 0 | 3.62 | 3.62 | 3.62 | 3.62
6288 | 0 | 0 | 3.58 | 3.58 | 3.58 | 3.58
6289 | 0 | 0 | 3.54 | 3.54 | 3.54 | 3.54
6290 | 0 | 0 | 3.51 | 3.51 | 3.51 | 3.51
6291 | 0 | 0 | 3.49 | 3.49 | 3.49 | 3.49
6292 | 0 | 0 | 3.48 | 3.48 | 3.48 | 3.48
6293 | 0 | 0 | 3.55 | 3.55 | 3.55 | 3.55
6294 | 0 | 0 | 3.78 | 3.78 | 3.78 | 3.78
6295 | 0 | 0 | 3.0234 | 3.0234 | 3.0234 | 3.0234
6296 | 0 | 0 | 4.06 | 4.06 | 4.06 | 4.06
6297 | 0 | 0 | 4.06 | 4.06 | 4.06 | 4.06
6298 | 0 | 0 | 4.06 | 4.06 | 4.06 | 4.06
6299 | 0 | 0 | 4.06 | 4.06 | 4.06 | 4.06
6300 | 0 | 0 | 4.06 | 4.06 | 4.06 | 4.06
6301 | 1 | 1 | 4.06 | 4.06 | 4.06 | 4.06
6302 | 0 | 0 | 4.06 | 4.06 | 4.06 | 4.06
6303 | 0 | 0 | 4.06 | 4.06 | 4.06 | 4.06
6304 | 0 | 0 | 4.06 | 4.06 | 4.06 | 4.06
6305 | 0 | 0 | 4.06 | 4.06 | 4.06 | 4.06
6306 | 0 | 0 | 4.03 | 4.03 | 4.03 | 4.03
6307 | 0 | 0 | 3.99 | 3.99 | 3.99 | 3.99
6308 | 0 | 0 | 3.95 | 3.95 | 3.95 | 3.95
6309 | 0 | 0 | 3.9 | 3.9 | 3.9 | 3.9
6310 | 0 | 0 | 3.85 | 3.85 | 3.85 | 3.85
6311 | 0 | 0 | 3.81 | 3.81 | 3.81 | 3.81
6312 | 0 | 0 | 3.76 | 3.76 | 3.76 | 3.76
6313 | 0 | 0 | 3.73 | 3.73 | 3.73 | 3.73
6314 | 0 | 0 | 3.7 | 3.7 | 3.7 | 3.7
6315 | 0 | 0 | 3.67 | 3.67 | 3.67 | 3.67
6316 | 0 | 0 | 3.65 | 3.65 | 3.65 | 3.65
6317 | 0 | 0 | 3.72 | 3.72 | 3.72 | 3.72
6318 | 0 | 0 | 3.98 | 3.98 | 3.98 | 3.98
6319 | 0 | 0 | 4.06 | 4.06 | 4.06 | 4.06
6320 | 0 | 0 | 4.06 | 4.06 | 4.06 | 4.06
6321 | 0 | 0 | 4.06 | 4.06 | 4.06 | 4.06
6322 | 0 | 0 | 4.06 | 4.06 | 4.06 | 4.06
6323 | 0 | 0 | 4.06 | 4.06 | 4.06 | 4.06
6324 | 0 | 0 | 4.06 | 4.06 | 4.06 | 4.06
6325 | 0 | 0 | 4.06 | 4.06 | 4.06 | 4.06
6326 | 0 | 0 | 4.06 | 4.06 | 4.06 | 4.06
6327 | 0 | 0 | 3.3561 | 3.3561 | 3.3561 | 3.3561
6328 | 0 | 0 | 4.06 | 4.06 | 4.06 | 4.06
6329 | 1 | 1 | 4.06 | 4.06 | 4.06 | 4.06
6330 | 0 | 0 | 4.06 | 4.06 | 4.06 | 4.06
6331 | 0 | 0 | 4.06 | 4.06 | 4.06 | 4.06
6332 | 0 | 0 | 4.06 | 4.06 | 4.06 | 4.06
6333 | 0 | 0 | 4.05 | 4.05 | 4.05 | 4.05
6334 | 0 | 0 | 4.04 | 4.04 | 4.04 | 4.04
6335 | 0 | 0 | 4.01 | 4.01 | 4.01 | 4.01
6336 | 0 | 0 | 3.98 | 3.98 | 3.98 | 3.98
6337 | 0 | 0 | 3.96 | 3.96 | 3.96 | 3.96
6338 | 0 | 0 | 3.93 | 3.93 | 3.93 | 3.93
6339 | 0 | 0 | 3.9 | 3.9 | 3.9 | 3.9
6340 | 0 | 0 | 3.89 | 3.89 | 3.89 | 3.89
6341 | 0 | 0 | 3.96 | 3.96 | 3.96 | 3.96
6342 | 0 | 0 | 4.06 | 4.06 | 4.06 | 4.06
6343 | 0 | 0 | 4.06 | 4.06 | 4.06 | 4.06
6344 | 0 | 0 | 4.06 | 4.06 | 4.06 | 4.06
6345 | 0 | 0 | 4.06 | 4.06 | 4.06 | 4.06
6346 | 0 | 0 | 4.06 | 4.06 | 4.06 | 4.06
6347 | 0 | 0 | 4.06 | 4.06 | 4.06 | 4.06
6348 | 0 | 0 | 4.06 | 4.06 | 4.06 | 4.06
6349 | 0 | 0 | 4.06 | 4.06 | 4.06 | 4.06
6350 | 0 | 0 | 4.06 | 4.06 | 4.06 | 4.06
6351 | 0 | 0 | 4.06 | 4.06 | 4.06 | 4.06
6352 | 0 | 0 | 4.06 | 4.06 | 4.06 | 4.06
6353 | 1 | 1 | 4.06 | 4.06 | 4.06 | 4.06
6354 | 0 | 0 | 4.06 | 4.06 | 4.06 | 4.06
6355 | 0 | 0 | 4.06 | 4.06 | 4.06 | 4.06
6356 | 0 | 0 | 4.06 | 4.06 | 4.06 | 4.06
6357 | 0 | 0 | 3.18 | 3.18 | 3.18 | 3.18
6358 | 0 | 0 | 4.06 | 4.06 | 4.06 | 4.06
6359 | 0 | 0 | 4.06 | 4.06 | 4.06 | 4.06
6360 | 1 | 1 | 4.05 | 4.05 | 4.05 | 4.05
6361 | 0 | 0 | 4.05 | 4.05 | 4.05 | 4.05
6362 | 0 | 0 | 4.04 | 4.04 | 4.04 | 4.04
6363 | 0 | 0 | 4.03 | 4.03 | 4.03 | 4.03
6364 | 0 | 0 | 4.03 | 4.03 | 4.03 | 4.03
6365 | 0 | 0 | 4.05 | 4.05 | 4.05 | 4.05
6366 | 0 | 0 | 4.06 | 4.06 | 4.06 | 4.06
6367 | 0 | 0 | 4.06 | 4.06 | 4.06 | 4.06
6368 | 0 | 0 | 4.06 | 4.06 | 4.06 | 4.06
6369 | 0 | 0 | 4.06 | 4.06 | 4.06 | 4.06
6370 | 0 | 0 | 4.06 | 4.06 | 4.06 | 4.06
6371 | 0 | 0 | 4.06 | 4.06 | 4.06 | 4.06
6372 | 0 | 0 | 4.06 | 4.06 | 4.06 | 4.06
6373 | 0 | 0 | 4.06 | 4.06 | 4.06 | 4.06
6374 | 0 | 0 | 4.06 | 4.06 | 4.06 | 4.06
6375 | 0 | 0 | 4.06 | 4.06 | 4.06 | 4.06
6376 | 0 | 0 | 4.06 | 4.06 | 4.06 | 4.06
6377 | 0 | 0 | 4.06 | 4.06 | 4.06 | 4.06
6378 | 0 | 0 | 4.06 | 4.06 | 4.06 | 4.06
6379 | 0 | 0 | 4.06 | 4.06 | 4.06 | 4.06
6380 | 0 | 0 | 4.06 | 4.06 | 4.06 | 4.06
6381 | 0 | 0 | 4.05 | 4.05 | 4.05 | 4.05
6382 | 0 | 0 | 4.05 | 4.05 | 4.05 | 4.05
6383 | 0 | 0 | 4.04 | 4.04 | 4.04 | 4.04
6384 | 1 | 1 | 4.03 | 4.03 | 4.03 | 4.03
6385 | 0 | 0 | 4.02 | 4.02 | 4.02 | 4.02
6386 | 0 | 0 | 4 | 4 | 4 | 4
6387 | 0 | 0 | 4 | 4 | 4 | 4
6388 | 0 | 0 | 3.98 | 3.98 | 3.98 | 3.98
6389 | 0 | 0 | 4.02 | 4.02 | 4.02 | 4.02
6390 | 0 | 0 | 4.05 | 4.05 | 4.05 | 4.05
6391 | 0 | 0 | 4.06 | 4.06 | 4.06 | 4.06
6392 | 0 | 0 | 4.06 | 4.06 | 4.06 | 4.06
6393 | 0 | 0 | 4.06 | 4.06 | 4.06 | 4.06
6394 | 0 | 0 | 4.06 | 4.06 | 4.06 | 4.06
6395 | 0 | 0 | 4.06 | 4.06 | 4.06 | 4.06
6396 | 0 | 0 | 4.06 | 4.06 | 4.06 | 4.06
6397 | 0 | 0 | 4.06 | 4.06 | 4.06 | 4.06
6398 | 0 | 0 | 4.06 | 4.06 | 4.06 | 4.06
6399 | 0 | 0 | 2.9861 | 2.9861 | 2.9861 | 2.9861
6400 | 0 | 0 | 4.06 | 4.06 | 4.06 | 4.06
6401 | 0 | 0 | 4.06 | 4.06 | 4.06 | 4.06
6402 | 0 | 0 | 4.06 | 4.06 | 4.06 | 4.06
6403 | 0 | 0 | 4.06 | 4.06 | 4.06 | 4.06
6404 | 0 | 0 | 4.06 | 4.06 | 4.06 | 4.06
6405 | 1 | 1 | 4.06 | 4.06 | 4.06 | 4.06
6406 | 0 | 0 | 4.06 | 4.06 | 4.06 | 4.06
6407 | 0 | 0 | 4.06 | 4.06 | 4.06 | 4.06
6408 | 0 | 0 | 4.06 | 4.06 | 4.06 | 4.06
6409 | 0 | 0 | 4.06 | 4.06 | 4.06 | 4.06
6410 | 0 | 0 | 4.06 | 4.06 | 4.06 | 4.06
6411 | 0 | 0 | 4.06 | 4.06 | 4.06 | 4.06
6412 | 0 | 0 | 4.06 | 4.06 | 4.06 | 4.06
6413 | 0 | 0 | 4.06 | 4.06 | 4.06 | 4.06
6414 | 0 | 0 | 4.06 | 4.06 | 4.06 | 4.06
6415 | 0 | 0 | 4.06 | 4.06 | 4.06 | 4.06
6416 | 0 | 0 | 4.06 | 4.06 | 4.06 | 4.06
6417 | 0 | 0 | 4.06 | 4.06 | 4.06 | 4.06
6418 | 0 | 0 | 4.06 | 4.06 | 4.06 | 4.06
6419 | 0 | 0 | 4.06 | 4.06 | 4.06 | 4.06
6420 | 0 | 0 | 4.06 | 4.06 | 4.06 | 4.06
6421 | 0 | 0 | 4.06 | 4.06 | 4.06 | 4.06
6422 | 0 | 0 | 4.06 | 4.06 | 4.06 | 4.06
6423 | 0 | 0 | 4.06 | 4.06 | 4.06 | 4.06
6424 | 0 | 0 | 4.06 | 4.06 | 4.06 | 4.06
6425 | 0 | 0 | 4.06 | 4.06 | 4.06 | 4.06
6426 | 0 | 0 | 4.06 | 4.06 | 4.06 | 4.06
6427 | 0 | 0 | 2.8268 | 2.8268 | 2.8268 | 2.8268
6428 | 0 | 0 | 4.06 | 4.06 | 4.06 | 4.06
6429 | 0 | 0 | 4.06 | 4.06 | 4.06 | 4.06
6430 | 0 | 0 | 4.06 | 4.06 | 4.06 | 4.06
6431 | 0 | 0 | 4.06 | 4.06 | 4.06 | 4.06
6432 | 0 | 0 | 4.06 | 4.06 | 4.06 | 4.06
6433 | 0 | 0 | 4.06 | 4.06 | 4.06 | 4.06
6434 | 0 | 0 | 4.06 | 4.06 | 4.06 | 4.06
6435 | 0 | 0 | 4.06 | 4.06 | 4.06 | 4.06
6436 | 0 | 0 | 4.06 | 4.06 | 4.06 | 4.06
6437 | 0 | 0 | 4.06 | 4.06 | 4.06 | 4.06
6438 | 0 | 0 | 4.06 | 4.06 | 4.06 | 4.06
6439 | 0 | 0 | 4.06 | 4.06 | 4.06 | 4.06
6440 | 0 | 0 | 4.06 | 4.06 | 4.06 | 4.06
6441 | 0 | 0 | 4.06 | 4.06 | 4.06 | 4.06
6442 | 0 | 0 | 4.06 | 4.06 | 4.06 | 4.06
6443 | 0 | 0 | 4.06 | 4.06 | 4.06 | 4.06
6444 | 0 | 0 | 4.06 | 4.06 | 4.06 | 4.06
6445 | 0 | 0 | 4.06 | 4.06 | 4.06 | 4.06
6446 | 0 | 0 | 4.06 | 4.06 | 4.06 | 4.06
6447 | 0 | 0 | 4.06 | 4.06 | 4.06 | 4.06
6448 | 0 | 0 | 4.06 | 4.06 | 4.06 | 4.06
6449 | 0 | 0 | 4.06 | 4.06 | 4.06 | 4.06
6450 | 0 | 0 | 4.06 | 4.06 | 4.06 | 4.06
6451 | 0 | 0 | 4.06 | 4.06 | 4.06 | 4.06
6452 | 1 | 1 | 4.06 | 4.06 | 4.06 | 4.06
6453 | 0 | 0 | 4.06 | 4.06 | 4.06 | 4.06
6454 | 0 | 0 | 4.06 | 4.06 | 4.06 | 4.06
6455 | 0 | 0 | 4.06 | 4.06 | 4.06 | 4.06
6456 | 0 | 0 | 4.06 | 4.06 | 4.06 | 4.06
6457 | 0 | 0 | 4.06 | 4.06 | 4.06 | 4.06
6458 | 0 | 0 | 4.06 | 4.06 | 4.06 | 4.06
6459 | 0 | 0 | 4.06 | 4.06 | 4.06 | 4.06
6460 | 0 | 0 | 4.06 | 4.06 | 4.06 | 4.06
6461 | 0 | 0 | 4.06 | 4.06 | 4.06 | 4.06
6462 | 0 | 0 | 4.06 | 4.06 | 4.06 | 4.06
6463 | 0 | 0 | 3.0653 | 3.0653 | 3.0653 | 3.0653
6464 | 0 | 0 | 4.06 | 4.06 | 4.06 | 4.06
6465 | 0 | 0 | 4.06 | 4.06 | 4.06 | 4.06
6466 | 0 | 0 | 4.06 | 4.06 | 4.06 | 4.06
6467 | 0 | 0 | 4.06 | 4.06 | 4.06 | 4.06
6468 | 0 | 0 | 4.06 | 4.06 | 4.06 | 4.06
6469 | 0 | 0 | 4.06 | 4.06 | 4.06 | 4.06
6470 | 0 | 0 | 4.06 | 4.06 | 4.06 | 4.06
6471 | 0 | 0 | 4.06 | 4.06 | 4.06 | 4.06
6472 | 0 | 0 | 4.06 | 4.06 | 4.06 | 4.06
6473 | 0 | 0 | 4.06 | 4.06 | 4.06 | 4.06
6474 | 0 | 0 | 4.06 | 4.06 | 4.06 | 4.06
6475 | 0 | 0 | 4.06 | 4.06 | 4.06 | 4.06
6476 | 0 | 0 | 4.06 | 4.06 | 4.06 | 4.06
6477 | 0 | 0 | 4.06 | 4.06 | 4.06 | 4.06
6478 | 0 | 0 | 4.06 | 4.06 | 4.06 | 4.06
6479 | 0 | 0 | 4.06 | 4.06 | 4.06 | 4.06
6480 | 0 | 0 | 4.06 | 4.06 | 4.06 | 4.06
6481 | 0 | 0 | 4.06 | 4.06 | 4.06 | 4.06
6482 | 0 | 0 | 4.06 | 4.06 | 4.06 | 4.06
6483 | 0 | 0 | 4.06 | 4.06 | 4.06 | 4.06
6484 | 0 | 0 | 4.06 | 4.06 | 4.06 | 4.06
6485 | 0 | 0 | 4.06 | 4.06 | 4.06 | 4.06
6486 | 0 | 0 | 4.06 | 4.06 | 4.06 | 4.06
6487 | 0 | 0 | 4.06 | 4.06 | 4.06 | 4.06
6488 | 0 | 0 | 4.06 | 4.06 | 4.06 | 4.06
6489 | 0 | 0 | 4.06 | 4.06 | 4.06 | 4.06
6490 | 0 | 0 | 4.06 | 4.06 | 4.06 | 4.06
6491 | 0 | 0 | 4.06 | 4.06 | 4.06 | 4.06
6492 | 0 | 0 | 4.06 | 4.06 | 4.06 | 4.06
6493 | 0 | 0 | 4.06 | 4.06 | 4.06 | 4.06
6494 | 0 | 0 | 4.06 | 4.06 | 4.06 | 4.06
6495 | 0 | 0 | 4.06 | 4.06 | 4.06 | 4.06
6496 | 0 | 0 | 4.06 | 4.06 | 4.06 | 4.06
6497 | 0 | 0 | 4.06 | 4.06 | 4.06 | 4.06
6498 | 0 | 0 | 4.06 | 4.06 | 4.06 | 4.06
6499 | 0 | 0 | 4.06 | 4.06 | 4.06 | 4.06
6500 | 0 | 0 | 4.06 | 4.06 | 4.06 | 4.06
6501 | 1 | 1 | 4.06 | 4.06 | 4.06 | 4.06
6502 | 0 | 0 | 4.06 | 4.06 | 4.06 | 4.06
6503 | 0 | 0 | 4.06 | 4.06 | 4.06 | 4.06
6504 | 0 | 0 | 4.05 | 4.05 | 4.05 | 4.05
6505 | 0 | 0 | 4.05 | 4.05 | 4.05 | 4.05
6506 | 0 | 0 | 4.04 | 4.04 | 4.04 | 4.04
6507 | 0 | 0 | 4.04 | 4.04 | 4.04 | 4.04
6508 | 0 | 0 | 4.04 | 4.04 | 4.04 | 4.04
6509 | 0 | 0 | 4.05 | 4.05 | 4.05 | 4.05
6510 | 0 | 0 | 4.06 | 4.06 | 4.06 | 4.06
6511 | 0 | 0 | 4.06 | 4.06 | 4.06 | 4.06
6512 | 0 | 0 | 4.06 | 4.06 | 4.06 | 4.06
6513 | 0 | 0 | 4.06 | 4.06 | 4.06 | 4.06
6514 | 0 | 0 | 4.06 | 4.06 | 4.06 | 4.06
6515 | 0 | 0 | 4.06 | 4.06 | 4.06 | 4.06
6516 | 0 | 0 | 4.06 | 4.06 | 4.06 | 4.06
6517 | 0 | 0 | 4.06 | 4.06 | 4.06 | 4.06
6518 | 0 | 0 | 4.06 | 4.06 | 4.06 | 4.06
6519 | 0 | 0 | 4.06 | 4.06 | 4.06 | 4.06
6520 | 0 | 0 | 2.993 | 2.993 | 2.993 | 2.993
6521 | 0 | 0 | 4.06 | 4.06 | 4.06 | 4.06
6522 | 0 | 0 | 4.06 | 4.06 | 4.06 | 4.06
6523 | 0 | 0 | 4.06 | 4.06 | 4.06 | 4.06
6524 | 0 | 0 | 4.06 | 4.06 | 4.06 | 4.06
6525 | 1 | 1 | 4.06 | 4.06 | 4.06 | 4.06
6526 | 0 | 0 | 4.06 | 4.06 | 4.06 | 4.06
6527 | 0 | 0 | 4.06 | 4.06 | 4.06 | 4.06
6528 | 0 | 0 | 4.06 | 4.06 | 4.06 | 4.06
6529 | 0 | 0 | 4.06 | 4.06 | 4.06 | 4.06
6530 | 0 | 0 | 4.06 | 4.06 | 4.06 | 4.06
6531 | 0 | 0 | 4.06 | 4.06 | 4.06 | 4.06
6532 | 0 | 0 | 4.06 | 4.06 | 4.06 | 4.06
6533 | 0 | 0 | 4.06 | 4.06 | 4.06 | 4.06
6534 | 0 | 0 | 4.06 | 4.06 | 4.06 | 4.06
6535 | 0 | 0 | 4.06 | 4.06 | 4.06 | 4.06
6536 | 0 | 0 | 4.06 | 4.06 | 4.06 | 4.06
6537 | 0 | 0 | 4.06 | 4.06 | 4.06 | 4.06
6538 | 0 | 0 | 4.06 | 4.06 | 4.06 | 4.06
6539 | 0 | 0 | 4.06 | 4.06 | 4.06 | 4.06
6540 | 0 | 0 | 4.06 | 4.06 | 4.06 | 4.06
6541 | 0 | 0 | 4.06 | 4.06 | 4.06 | 4.06
6542 | 0 | 0 | 4.06 | 4.06 | 4.06 | 4.06
6543 | 0 | 0 | 4.06 | 4.06 | 4.06 | 4.06
6544 | 0 | 0 | 4.06 | 4.06 | 4.06 | 4.06
6545 | 0 | 0 | 4.06 | 4.06 | 4.06 | 4.06
6546 | 1 | 1 | 4.06 | 4.06 | 4.06 | 4.06
6547 | 0 | 0 | 4.06 | 4.06 | 4.06 | 4.06
6548 | 0 | 0 | 4.05 | 4.05 | 4.05 | 4.05
6549 | 0 | 0 | 3.5 | 3.5 | 3.5 | 3.5
6550 | 0 | 0 | 3.5 | 3.5 | 3.5 | 3.5
6551 | 0 | 0 | 3.5 | 3.5 | 3.5 | 3.5
6552 | 1 | 1 | 3.5 | 3.5 | 3.5 | 3.5
6553 | 0 | 0 | 3.5 | 3.5 | 3.5 | 3.5
6554 | 0 | 0 | 3.5 | 3.5 | 3.5 | 3.5
6555 | 0 | 0 | 3.5 | 3.5 | 3.5 | 3.5
6556 | 0 | 0 | 4.01 | 4.01 | 4.01 | 4.01
6557 | 0 | 0 | 4.03 | 4.03 | 4.03 | 4.03
6558 | 0 | 0 | 4.06 | 4.06 | 4.06 | 4.06
6559 | 0 | 0 | 4.06 | 4.06 | 4.06 | 4.06
6560 | 0 | 0 | 4.06 | 4.06 | 4.06 | 4.06
6561 | 0 | 0 | 4.06 | 4.06 | 4.06 | 4.06
6562 | 0 | 0 | 4.06 | 4.06 | 4.06 | 4.06
6563 | 0 | 0 | 4.06 | 4.06 | 4.06 | 4.06
6564 | 0 | 0 | 4.06 | 4.06 | 4.06 | 4.06
6565 | 0 | 0 | 4.06 | 4.06 | 4.06 | 4.06
6566 | 0 | 0 | 4.06 | 4.06 | 4.06 | 4.06
6567 | 0 | 0 | 2.9713 | 2.9713 | 2.9713 | 2.9713
6568 | 0 | 0 | 4.06 | 4.06 | 4.06 | 4.06
6569 | 0 | 0 | 4.06 | 4.06 | 4.06 | 4.06
6570 | 0 | 0 | 4.05 | 4.05 | 4.05 | 4.05
6571 | 0 | 0 | 3.5 | 3.5 | 3.5 | 3.5
6572 | 0 | 0 | 3.5 | 3.5 | 3.5 | 3.5
6573 | 0 | 0 | 3.5 | 3.5 | 3.5 | 3.5
6574 | 0 | 0 | 4.03 | 4.03 | 4.03 | 4.03
6575 | 0 | 0 | 4.03 | 4.03 | 4.03 | 4.03
6576 | 0 | 0 | 4.03 | 4.03 | 4.03 | 4.03
6577 | 0 | 0 | 4.01 | 4.01 | 4.01 | 4.01
6578 | 0 | 0 | 3.99 | 3.99 | 3.99 | 3.99
6579 | 0 | 0 | 3.98 | 3.98 | 3.98 | 3.98
6580 | 0 | 0 | 3.95 | 3.95 | 3.95 | 3.95
6581 | 0 | 0 | 3.94 | 3.94 | 3.94 | 3.94
6582 | 0 | 0 | 3.95 | 3.95 | 3.95 | 3.95
6583 | 0 | 0 | 4 | 4 | 4 | 4
6584 | 0 | 0 | 4.02 | 4.02 | 4.02 | 4.02
6585 | 0 | 0 | 4.05 | 4.05 | 4.05 | 4.05
6586 | 0 | 0 | 4.04 | 4.04 | 4.04 | 4.04
6587 | 0 | 0 | 4.04 | 4.04 | 4.04 | 4.04
6588 | 0 | 0 | 4.04 | 4.04 | 4.04 | 4.04
6589 | 0 | 0 | 4.05 | 4.05 | 4.05 | 4.05
6590 | 0 | 0 | 4.04 | 4.04 | 4.04 | 4.04
6591 | 0 | 0 | 4.04 | 4.04 | 4.04 | 4.04
6592 | 0 | 0 | 4 | 4 | 4 | 4
6593 | 0 | 0 | 3.93 | 3.93 | 3.93 | 3.93
6594 | 0 | 0 | 3.9 | 3.9 | 3.9 | 3.9
6595 | 0 | 0 | 3.87 | 3.87 | 3.87 | 3.87
6596 | 0 | 0 | 3.5 | 3.5 | 3.5 | 3.5
6597 | 0 | 0 | 3.5 | 3.5 | 3.5 | 3.5
6598 | 0 | 0 | 3.5 | 3.5 | 3.5 | 3.5
6599 | 0 | 0 | 3.5 | 3.5 | 3.5 | 3.5
6600 | 0 | 0 | 3.5 | 3.5 | 3.5 | 3.5
6601 | 0 | 0 | 3.75 | 3.75 | 3.75 | 3.75
6602 | 0 | 0 | 3.73 | 3.73 | 3.73 | 3.73
6603 | 0 | 0 | 3.74 | 3.74 | 3.74 | 3.74
6604 | 0 | 0 | 3.75 | 3.75 | 3.75 | 3.75
6605 | 0 | 0 | 3.77 | 3.77 | 3.77 | 3.77
6606 | 0 | 0 | 3.83 | 3.83 | 3.83 | 3.83
6607 | 0 | 0 | 3.91 | 3.91 | 3.91 | 3.91
6608 | 0 | 0 | 3.98 | 3.98 | 3.98 | 3.98
6609 | 0 | 0 | 4.02 | 4.02 | 4.02 | 4.02
6610 | 0 | 0 | 4.04 | 4.04 | 4.04 | 4.04
6611 | 0 | 0 | 2.7934 | 2.7934 | 2.7934 | 2.7934
6612 | 0 | 0 | 4.05 | 4.05 | 4.05 | 4.05
6613 | 0 | 0 | 4.05 | 4.05 | 4.05 | 4.05
6614 | 0 | 0 | 4.05 | 4.05 | 4.05 | 4.05
6615 | 0 | 0 | 4.05 | 4.05 | 4.05 | 4.05
6616 | 0 | 0 | 4.01 | 4.01 | 4.01 | 4.01
6617 | 0 | 0 | 3.94 | 3.94 | 3.94 | 3.94
6618 | 0 | 0 | 3.89 | 3.89 | 3.89 | 3.89
6619 | 0 | 0 | 3.86 | 3.86 | 3.86 | 3.86
6620 | 0 | 0 | 3.83 | 3.83 | 3.83 | 3.83
6621 | 0 | 0 | 3.8 | 3.8 | 3.8 | 3.8
6622 | 0 | 0 | 3.79 | 3.79 | 3.79 | 3.79
6623 | 0 | 0 | 3.78 | 3.78 | 3.78 | 3.78
6624 | 0 | 0 | 3.76 | 3.76 | 3.76 | 3.76
6625 | 0 | 0 | 3.78 | 3.78 | 3.78 | 3.78
6626 | 0 | 0 | 3.77 | 3.77 | 3.77 | 3.77
6627 | 0 | 0 | 3.78 | 3.78 | 3.78 | 3.78
6628 | 0 | 0 | 3.79 | 3.79 | 3.79 | 3.79
6629 | 0 | 0 | 3.81 | 3.81 | 3.81 | 3.81
6630 | 0 | 0 | 3.85 | 3.85 | 3.85 | 3.85
6631 | 0 | 0 | 3.9 | 3.9 | 3.9 | 3.9
6632 | 0 | 0 | 3.95 | 3.95 | 3.95 | 3.95
6633 | 0 | 0 | 4.01 | 4.01 | 4.01 | 4.01
6634 | 0 | 0 | 4.03 | 4.03 | 4.03 | 4.03
6635 | 0 | 0 | 4.03 | 4.03 | 4.03 | 4.03
6636 | 0 | 0 | 4.03 | 4.03 | 4.03 | 4.03
6637 | 0 | 0 | 4.04 | 4.04 | 4.04 | 4.04
6638 | 0 | 0 | 4.03 | 4.03 | 4.03 | 4.03
6639 | 0 | 0 | 4.03 | 4.03 | 4.03 | 4.03
6640 | 0 | 0 | 4.01 | 4.01 | 4.01 | 4.01
6641 | 0 | 0 | 4 | 4 | 4 | 4
6642 | 0 | 0 | 2.8086 | 2.8086 | 2.8086 | 2.8086
6643 | 0 | 0 | 4 | 4 | 4 | 4
6644 | 0 | 0 | 4 | 4 | 4 | 4
6645 | 0 | 0 | 3.99 | 3.99 | 3.99 | 3.99
6646 | 0 | 0 | 3.99 | 3.99 | 3.99 | 3.99
6647 | 1 | 1 | 3.97 | 3.97 | 3.97 | 3.97
6648 | 0 | 0 | 3.96 | 3.96 | 3.96 | 3.96
6649 | 0 | 0 | 3.95 | 3.95 | 3.95 | 3.95
6650 | 0 | 0 | 3.93 | 3.93 | 3.93 | 3.93
6651 | 0 | 0 | 3.92 | 3.92 | 3.92 | 3.92
6652 | 0 | 0 | 3.91 | 3.91 | 3.91 | 3.91
6653 | 0 | 0 | 3.9 | 3.9 | 3.9 | 3.9
6654 | 0 | 0 | 3.92 | 3.92 | 3.92 | 3.92
6655 | 0 | 0 | 3.95 | 3.95 | 3.95 | 3.95
6656 | 0 | 0 | 3.98 | 3.98 | 3.98 | 3.98
6657 | 0 | 0 | 4.01 | 4.01 | 4.01 | 4.01
6658 | 0 | 0 | 4.02 | 4.02 | 4.02 | 4.02
6659 | 0 | 0 | 4.03 | 4.03 | 4.03 | 4.03
6660 | 0 | 0 | 4.03 | 4.03 | 4.03 | 4.03
6661 | 0 | 0 | 4.03 | 4.03 | 4.03 | 4.03
6662 | 0 | 0 | 4.03 | 4.03 | 4.03 | 4.03
6663 | 0 | 0 | 4.02 | 4.02 | 4.02 | 4.02
6664 | 0 | 0 | 3.97 | 3.97 | 3.97 | 3.97
6665 | 0 | 0 | 3.9 | 3.9 | 3.9 | 3.9
6666 | 0 | 0 | 3.85 | 3.85 | 3.85 | 3.85
6667 | 0 | 0 | 3.8 | 3.8 | 3.8 | 3.8
6668 | 0 | 0 | 3.78 | 3.78 | 3.78 | 3.78
6669 | 0 | 0 | 3.72 | 3.72 | 3.72 | 3.72
6670 | 0 | 0 | 3.7 | 3.7 | 3.7 | 3.7
6671 | 0 | 0 | 3.66 | 3.66 | 3.66 | 3.66
6672 | 0 | 0 | 3.64 | 3.64 | 3.64 | 3.64
6673 | 0 | 0 | 3.64 | 3.64 | 3.64 | 3.64
6674 | 0 | 0 | 3.62 | 3.62 | 3.62 | 3.62
6675 | 0 | 0 | 3.62 | 3.62 | 3.62 | 3.62
6676 | 0 | 0 | 3.62 | 3.62 | 3.62 | 3.62
6677 | 0 | 0 | 3.64 | 3.64 | 3.64 | 3.64
6678 | 0 | 0 | 3.7 | 3.7 | 3.7 | 3.7
6679 | 0 | 0 | 3.79 | 3.79 | 3.79 | 3.79
6680 | 0 | 0 | 3.86 | 3.86 | 3.86 | 3.86
6681 | 0 | 0 | 3.92 | 3.92 | 3.92 | 3.92
6682 | 0 | 0 | 3.97 | 3.97 | 3.97 | 3.97
6683 | 0 | 0 | 3.98 | 3.98 | 3.98 | 3.98
6684 | 0 | 0 | 3.99 | 3.99 | 3.99 | 3.99
6685 | 0 | 0 | 3.2116 | 3.2116 | 3.2116 | 3.2116
6686 | 0 | 0 | 3.98 | 3.98 | 3.98 | 3.98
6687 | 0 | 0 | 3.96 | 3.96 | 3.96 | 3.96
6688 | 0 | 0 | 3.91 | 3.91 | 3.91 | 3.91
6689 | 0 | 0 | 3.87 | 3.87 | 3.87 | 3.87
6690 | 0 | 0 | 3.84 | 3.84 | 3.84 | 3.84
6691 | 0 | 0 | 3.83 | 3.83 | 3.83 | 3.83
6692 | 0 | 0 | 3.8 | 3.8 | 3.8 | 3.8
6693 | 0 | 0 | 3.76 | 3.76 | 3.76 | 3.76
6694 | 0 | 0 | 3.73 | 3.73 | 3.73 | 3.73
6695 | 0 | 0 | 3.66 | 3.66 | 3.66 | 3.66
6696 | 1 | 1 | 3.63 | 3.63 | 3.63 | 3.63
6697 | 0 | 0 | 3.6 | 3.6 | 3.6 | 3.6
6698 | 0 | 0 | 3.56 | 3.56 | 3.56 | 3.56
6699 | 0 | 0 | 3.54 | 3.54 | 3.54 | 3.54
6700 | 0 | 0 | 3.51 | 3.51 | 3.51 | 3.51
6701 | 0 | 0 | 3.52 | 3.52 | 3.52 | 3.52
6702 | 0 | 0 | 3.61 | 3.61 | 3.61 | 3.61
6703 | 0 | 0 | 3.76 | 3.76 | 3.76 | 3.76
6704 | 0 | 0 | 3.88 | 3.88 | 3.88 | 3.88
6705 | 0 | 0 | 3.2253 | 3.2253 | 3.2253 | 3.2253
6706 | 0 | 0 | 4.03 | 4.03 | 4.03 | 4.03
6707 | 0 | 0 | 4.04 | 4.04 | 4.04 | 4.04
6708 | 0 | 0 | 4.05 | 4.05 | 4.05 | 4.05
6709 | 0 | 0 | 4.06 | 4.06 | 4.06 | 4.06
6710 | 0 | 0 | 4.05 | 4.05 | 4.05 | 4.05
6711 | 0 | 0 | 4.03 | 4.03 | 4.03 | 4.03
6712 | 0 | 0 | 3.95 | 3.95 | 3.95 | 3.95
6713 | 0 | 0 | 3.89 | 3.89 | 3.89 | 3.89
6714 | 0 | 0 | 3.85 | 3.85 | 3.85 | 3.85
6715 | 0 | 0 | 3.84 | 3.84 | 3.84 | 3.84
6716 | 0 | 0 | 3.84 | 3.84 | 3.84 | 3.84
6717 | 0 | 0 | 3.85 | 3.85 | 3.85 | 3.85
6718 | 0 | 0 | 3.86 | 3.86 | 3.86 | 3.86
6719 | 0 | 0 | 3.86 | 3.86 | 3.86 | 3.86
6720 | 0 | 0 | 3.87 | 3.87 | 3.87 | 3.87
6721 | 0 | 0 | 3.89 | 3.89 | 3.89 | 3.89
6722 | 0 | 0 | 3.9 | 3.9 | 3.9 | 3.9
6723 | 0 | 0 | 3.92 | 3.92 | 3.92 | 3.92
6724 | 0 | 0 | 3.94 | 3.94 | 3.94 | 3.94
6725 | 0 | 0 | 3.1779 | 3.1779 | 3.1779 | 3.1779
6726 | 0 | 0 | 3.99 | 3.99 | 3.99 | 3.99
6727 | 0 | 0 | 4.02 | 4.02 | 4.02 | 4.02
6728 | 0 | 0 | 4.04 | 4.04 | 4.04 | 4.04
6729 | 0 | 0 | 4.05 | 4.05 | 4.05 | 4.05
6730 | 0 | 0 | 4.06 | 4.06 | 4.06 | 4.06
6731 | 0 | 0 | 4.06 | 4.06 | 4.06 | 4.06
6732 | 0 | 0 | 4.06 | 4.06 | 4.06 | 4.06
6733 | 0 | 0 | 4.06 | 4.06 | 4.06 | 4.06
6734 | 0 | 0 | 4.06 | 4.06 | 4.06 | 4.06
6735 | 0 | 0 | 4.06 | 4.06 | 4.06 | 4.06
6736 | 0 | 0 | 4.06 | 4.06 | 4.06 | 4.06
6737 | 0 | 0 | 4.06 | 4.06 | 4.06 | 4.06
6738 | 0 | 0 | 4.06 | 4.06 | 4.06 | 4.06
6739 | 0 | 0 | 4.06 | 4.06 | 4.06 | 4.06
6740 | 1 | 1 | 4.06 | 4.06 | 4.06 | 4.06
6741 | 0 | 0 | 4.06 | 4.06 | 4.06 | 4.06
6742 | 0 | 0 | 4.06 | 4.06 | 4.06 | 4.06
6743 | 0 | 0 | 4.06 | 4.06 | 4.06 | 4.06
6744 | 0 | 0 | 4.06 | 4.06 | 4.06 | 4.06
6745 | 0 | 0 | 4.06 | 4.06 | 4.06 | 4.06
6746 | 0 | 0 | 4.06 | 4.06 | 4.06 | 4.06
6747 | 0 | 0 | 4.05 | 4.05 | 4.05 | 4.05
6748 | 0 | 0 | 4.05 | 4.05 | 4.05 | 4.05
6749 | 0 | 0 | 4.05 | 4.05 | 4.05 | 4.05
6750 | 0 | 0 | 4.06 | 4.06 | 4.06 | 4.06
6751 | 0 | 0 | 4.06 | 4.06 | 4.06 | 4.06
6752 | 0 | 0 | 4.06 | 4.06 | 4.06 | 4.06
6753 | 0 | 0 | 4.06 | 4.06 | 4.06 | 4.06
6754 | 0 | 0 | 4.06 | 4.06 | 4.06 | 4.06
6755 | 0 | 0 | 4.06 | 4.06 | 4.06 | 4.06
6756 | 0 | 0 | 4.06 | 4.06 | 4.06 | 4.06
6757 | 0 | 0 | 4.06 | 4.06 | 4.06 | 4.06
6758 | 0 | 0 | 4.06 | 4.06 | 4.06 | 4.06
6759 | 0 | 0 | 4.05 | 4.05 | 4.05 | 4.05
6760 | 0 | 0 | 4.05 | 4.05 | 4.05 | 4.05
6761 | 0 | 0 | 4.03 | 4.03 | 4.03 | 4.03
6762 | 0 | 0 | 4.03 | 4.03 | 4.03 | 4.03
6763 | 0 | 0 | 4.03 | 4.03 | 4.03 | 4.03
6764 | 0 | 0 | 4.02 | 4.02 | 4.02 | 4.02
6765 | 0 | 0 | 4.02 | 4.02 | 4.02 | 4.02
6766 | 0 | 0 | 4 | 4 | 4 | 4
6767 | 1 | 1 | 3.99 | 3.99 | 3.99 | 3.99
6768 | 0 | 0 | 3.98 | 3.98 | 3.98 | 3.98
6769 | 0 | 0 | 3.98 | 3.98 | 3.98 | 3.98
6770 | 0 | 0 | 3.97 | 3.97 | 3.97 | 3.97
6771 | 0 | 0 | 3.96 | 3.96 | 3.96 | 3.96
6772 | 0 | 0 | 3.97 | 3.97 | 3.97 | 3.97
6773 | 0 | 0 | 3.97 | 3.97 | 3.97 | 3.97
6774 | 0 | 0 | 4 | 4 | 4 | 4
6775 | 0 | 0 | 4.03 | 4.03 | 4.03 | 4.03
6776 | 0 | 0 | 4.04 | 4.04 | 4.04 | 4.04
6777 | 0 | 0 | 4.05 | 4.05 | 4.05 | 4.05
6778 | 0 | 0 | 4.06 | 4.06 | 4.06 | 4.06
6779 | 0 | 0 | 4.06 | 4.06 | 4.06 | 4.06
6780 | 0 | 0 | 4.06 | 4.06 | 4.06 | 4.06
6781 | 0 | 0 | 4.06 | 4.06 | 4.06 | 4.06
6782 | 0 | 0 | 4.06 | 4.06 | 4.06 | 4.06
6783 | 0 | 0 | 4.06 | 4.06 | 4.06 | 4.06
6784 | 0 | 0 | 2.8998 | 2.8998 | 2.8998 | 2.8998
6785 | 0 | 0 | 4.03 | 4.03 | 4.03 | 4.03
6786 | 0 | 0 | 4.03 | 4.03 | 4.03 | 4.03
6787 | 0 | 0 | 4.01 | 4.01 | 4.01 | 4.01
6788 | 0 | 0 | 4.01 | 4.01 | 4.01 | 4.01
6789 | 0 | 0 | 3.99 | 3.99 | 3.99 | 3.99
6790 | 0 | 0 | 3.97 | 3.97 | 3.97 | 3.97
6791 | 0 | 0 | 3.94 | 3.94 | 3.94 | 3.94
6792 | 0 | 0 | 3.92 | 3.92 | 3.92 | 3.92
6793 | 0 | 0 | 3.9 | 3.9 | 3.9 | 3.9
6794 | 0 | 0 | 3.89 | 3.89 | 3.89 | 3.89
6795 | 1 | 1 | 3.89 | 3.89 | 3.89 | 3.89
6796 | 0 | 0 | 3.89 | 3.89 | 3.89 | 3.89
6797 | 0 | 0 | 3.92 | 3.92 | 3.92 | 3.92
6798 | 0 | 0 | 3.97 | 3.97 | 3.97 | 3.97
6799 | 0 | 0 | 4.04 | 4.04 | 4.04 | 4.04
6800 | 0 | 0 | 4.06 | 4.06 | 4.06 | 4.06
6801 | 0 | 0 | 4.06 | 4.06 | 4.06 | 4.06
6802 | 0 | 0 | 4.06 | 4.06 | 4.06 | 4.06
6803 | 0 | 0 | 4.06 | 4.06 | 4.06 | 4.06
6804 | 0 | 0 | 4.06 | 4.06 | 4.06 | 4.06
6805 | 0 | 0 | 4.06 | 4.06 | 4.06 | 4.06
6806 | 0 | 0 | 4.06 | 4.06 | 4.06 | 4.06
6807 | 0 | 0 | 4.06 | 4.06 | 4.06 | 4.06
6808 | 0 | 0 | 4.06 | 4.06 | 4.06 | 4.06
6809 | 0 | 0 | 4.06 | 4.06 | 4.06 | 4.06
6810 | 0 | 0 | 4.05 | 4.05 | 4.05 | 4.05
6811 | 0 | 0 | 4.05 | 4.05 | 4.05 | 4.05
6812 | 0 | 0 | 4.04 | 4.04 | 4.04 | 4.04
6813 | 0 | 0 | 4.02 | 4.02 | 4.02 | 4.02
6814 | 0 | 0 | 4.02 | 4.02 | 4.02 | 4.02
6815 | 0 | 0 | 4 | 4 | 4 | 4
6816 | 0 | 0 | 3.99 | 3.99 | 3.99 | 3.99
6817 | 0 | 0 | 3.98 | 3.98 | 3.98 | 3.98
6818 | 0 | 0 | 3.97 | 3.97 | 3.97 | 3.97
6819 | 0 | 0 | 3.97 | 3.97 | 3.97 | 3.97
6820 | 0 | 0 | 3.96 | 3.96 | 3.96 | 3.96
6821 | 0 | 0 | 3.97 | 3.97 | 3.97 | 3.97
6822 | 0 | 0 | 4.03 | 4.03 | 4.03 | 4.03
6823 | 0 | 0 | 4.06 | 4.06 | 4.06 | 4.06
6824 | 0 | 0 | 4.06 | 4.06 | 4.06 | 4.06
6825 | 0 | 0 | 4.06 | 4.06 | 4.06 | 4.06
6826 | 0 | 0 | 4.06 | 4.06 | 4.06 | 4.06
6827 | 0 | 0 | 4.06 | 4.06 | 4.06 | 4.06
6828 | 0 | 0 | 4.06 | 4.06 | 4.06 | 4.06
6829 | 0 | 0 | 4.06 | 4.06 | 4.06 | 4.06
6830 | 0 | 0 | 4.06 | 4.06 | 4.06 | 4.06
6831 | 0 | 0 | 4.06 | 4.06 | 4.06 | 4.06
6832 | 0 | 0 | 3.1007 | 3.1007 | 3.1007 | 3.1007
6833 | 0 | 0 | 4.06 | 4.06 | 4.06 | 4.06
6834 | 0 | 0 | 4.06 | 4.06 | 4.06 | 4.06
6835 | 0 | 0 | 4.06 | 4.06 | 4.06 | 4.06
6836 | 0 | 0 | 4.06 | 4.06 | 4.06 | 4.06
6837 | 0 | 0 | 4.06 | 4.06 | 4.06 | 4.06
6838 | 0 | 0 | 4.06 | 4.06 | 4.06 | 4.06
6839 | 0 | 0 | 4.05 | 4.05 | 4.05 | 4.05
6840 | 0 | 0 | 4.04 | 4.04 | 4.04 | 4.04
6841 | 0 | 0 | 4.04 | 4.04 | 4.04 | 4.04
6842 | 0 | 0 | 4.03 | 4.03 | 4.03 | 4.03
6843 | 0 | 0 | 4.03 | 4.03 | 4.03 | 4.03
6844 | 0 | 0 | 4.03 | 4.03 | 4.03 | 4.03
6845 | 0 | 0 | 4.04 | 4.04 | 4.04 | 4.04
6846 | 0 | 0 | 4.06 | 4.06 | 4.06 | 4.06
6847 | 0 | 0 | 4.06 | 4.06 | 4.06 | 4.06
6848 | 0 | 0 | 4.06 | 4.06 | 4.06 | 4.06
6849 | 0 | 0 | 4.06 | 4.06 | 4.06 | 4.06
6850 | 0 | 0 | 4.06 | 4.06 | 4.06 | 4.06
6851 | 0 | 0 | 4.06 | 4.06 | 4.06 | 4.06
6852 | 0 | 0 | 4.06 | 4.06 | 4.06 | 4.06
6853 | 0 | 0 | 4.06 | 4.06 | 4.06 | 4.06
6854 | 0 | 0 | 3.3771 | 3.3771 | 3.3771 | 3.3771
6855 | 0 | 0 | 4.06 | 4.06 | 4.06 | 4.06
6856 | 0 | 0 | 4.06 | 4.06 | 4.06 | 4.06
6857 | 0 | 0 | 4.06 | 4.06 | 4.06 | 4.06
6858 | 0 | 0 | 4.06 | 4.06 | 4.06 | 4.06
6859 | 0 | 0 | 4.06 | 4.06 | 4.06 | 4.06
6860 | 0 | 0 | 4.06 | 4.06 | 4.06 | 4.06
6861 | 0 | 0 | 4.06 | 4.06 | 4.06 | 4.06
6862 | 0 | 0 | 4.06 | 4.06 | 4.06 | 4.06
6863 | 0 | 0 | 4.05 | 4.05 | 4.05 | 4.05
6864 | 0 | 0 | 4.05 | 4.05 | 4.05 | 4.05
6865 | 0 | 0 | 4.04 | 4.04 | 4.04 | 4.04
6866 | 0 | 0 | 4.04 | 4.04 | 4.04 | 4.04
6867 | 0 | 0 | 4.04 | 4.04 | 4.04 | 4.04
6868 | 0 | 0 | 4.03 | 4.03 | 4.03 | 4.03
6869 | 0 | 0 | 4.03 | 4.03 | 4.03 | 4.03
6870 | 0 | 0 | 4.06 | 4.06 | 4.06 | 4.06
6871 | 0 | 0 | 4.06 | 4.06 | 4.06 | 4.06
6872 | 0 | 0 | 4.06 | 4.06 | 4.06 | 4.06
6873 | 0 | 0 | 4.06 | 4.06 | 4.06 | 4.06
6874 | 0 | 0 | 4.06 | 4.06 | 4.06 | 4.06
6875 | 0 | 0 | 4.06 | 4.06 | 4.06 | 4.06
6876 | 0 | 0 | 4.06 | 4.06 | 4.06 | 4.06
6877 | 0 | 0 | 4.06 | 4.06 | 4.06 | 4.06
6878 | 0 | 0 | 4.06 | 4.06 | 4.06 | 4.06
6879 | 0 | 0 | 4.06 | 4.06 | 4.06 | 4.06
6880 | 0 | 0 | 4.06 | 4.06 | 4.06 | 4.06
6881 | 0 | 0 | 4.06 | 4.06 | 4.06 | 4.06
6882 | 0 | 0 | 4.06 | 4.06 | 4.06 | 4.06
6883 | 0 | 0 | 4.06 | 4.06 | 4.06 | 4.06
6884 | 0 | 0 | 4.06 | 4.06 | 4.06 | 4.06
6885 | 0 | 0 | 4.06 | 4.06 | 4.06 | 4.06
6886 | 0 | 0 | 4.06 | 4.06 | 4.06 | 4.06
6887 | 0 | 0 | 4.06 | 4.06 | 4.06 | 4.06
6888 | 0 | 0 | 4.05 | 4.05 | 4.05 | 4.05
6889 | 0 | 0 | 4.03 | 4.03 | 4.03 | 4.03
6890 | 0 | 0 | 4.02 | 4.02 | 4.02 | 4.02
6891 | 0 | 0 | 4.02 | 4.02 | 4.02 | 4.02
6892 | 0 | 0 | 4.01 | 4.01 | 4.01 | 4.01
6893 | 0 | 0 | 4.02 | 4.02 | 4.02 | 4.02
6894 | 0 | 0 | 4.06 | 4.06 | 4.06 | 4.06
6895 | 0 | 0 | 4.06 | 4.06 | 4.06 | 4.06
6896 | 0 | 0 | 3.1836 | 3.1836 | 3.1836 | 3.1836
6897 | 0 | 0 | 4.06 | 4.06 | 4.06 | 4.06
6898 | 0 | 0 | 4.06 | 4.06 | 4.06 | 4.06
6899 | 0 | 0 | 4.06 | 4.06 | 4.06 | 4.06
6900 | 0 | 0 | 4.06 | 4.06 | 4.06 | 4.06
6901 | 0 | 0 | 4.06 | 4.06 | 4.06 | 4.06
6902 | 0 | 0 | 4.06 | 4.06 | 4.06 | 4.06
6903 | 0 | 0 | 4.06 | 4.06 | 4.06 | 4.06
6904 | 0 | 0 | 4.06 | 4.06 | 4.06 | 4.06
6905 | 0 | 0 | 4.06 | 4.06 | 4.06 | 4.06
6906 | 0 | 0 | 4.06 | 4.06 | 4.06 | 4.06
6907 | 0 | 0 | 4.06 | 4.06 | 4.06 | 4.06
6908 | 0 | 0 | 4.06 | 4.06 | 4.06 | 4.06
6909 | 0 | 0 | 4.05 | 4.05 | 4.05 | 4.05
6910 | 0 | 0 | 4.05 | 4.05 | 4.05 | 4.05
6911 | 0 | 0 | 4.04 | 4.04 | 4.04 | 4.04
6912 | 0 | 0 | 4.04 | 4.04 | 4.04 | 4.04
6913 | 0 | 0 | 4.03 | 4.03 | 4.03 | 4.03
6914 | 0 | 0 | 4.03 | 4.03 | 4.03 | 4.03
6915 | 0 | 0 | 4.03 | 4.03 | 4.03 | 4.03
6916 | 0 | 0 | 4.02 | 4.02 | 4.02 | 4.02
6917 | 0 | 0 | 4.01 | 4.01 | 4.01 | 4.01
6918 | 0 | 0 | 4.02 | 4.02 | 4.02 | 4.02
6919 | 0 | 0 | 4.05 | 4.05 | 4.05 | 4.05
6920 | 0 | 0 | 4.06 | 4.06 | 4.06 | 4.06
6921 | 0 | 0 | 4.06 | 4.06 | 4.06 | 4.06
6922 | 0 | 0 | 4.06 | 4.06 | 4.06 | 4.06
6923 | 0 | 0 | 4.06 | 4.06 | 4.06 | 4.06
6924 | 0 | 0 | 4.06 | 4.06 | 4.06 | 4.06
6925 | 0 | 0 | 4.06 | 4.06 | 4.06 | 4.06
6926 | 0 | 0 | 4.06 | 4.06 | 4.06 | 4.06
6927 | 0 | 0 | 4.06 | 4.06 | 4.06 | 4.06
6928 | 0 | 0 | 4.06 | 4.06 | 4.06 | 4.06
6929 | 0 | 0 | 4.04 | 4.04 | 4.04 | 4.04
6930 | 0 | 0 | 2.9538 | 2.9538 | 2.9538 | 2.9538
6931 | 1 | 1 | 4.01 | 4.01 | 4.01 | 4.01
6932 | 0 | 0 | 3.99 | 3.99 | 3.99 | 3.99
6933 | 0 | 0 | 3.97 | 3.97 | 3.97 | 3.97
6934 | 0 | 0 | 3.97 | 3.97 | 3.97 | 3.97
6935 | 0 | 0 | 3.96 | 3.96 | 3.96 | 3.96
6936 | 0 | 0 | 3.96 | 3.96 | 3.96 | 3.96
6937 | 0 | 0 | 3.95 | 3.95 | 3.95 | 3.95
6938 | 0 | 0 | 3.95 | 3.95 | 3.95 | 3.95
6939 | 0 | 0 | 3.95 | 3.95 | 3.95 | 3.95
6940 | 0 | 0 | 3.95 | 3.95 | 3.95 | 3.95
6941 | 0 | 0 | 3.97 | 3.97 | 3.97 | 3.97
6942 | 0 | 0 | 4 | 4 | 4 | 4
6943 | 0 | 0 | 4.06 | 4.06 | 4.06 | 4.06
6944 | 0 | 0 | 4.06 | 4.06 | 4.06 | 4.06
6945 | 0 | 0 | 4.06 | 4.06 | 4.06 | 4.06
6946 | 0 | 0 | 4.06 | 4.06 | 4.06 | 4.06
6947 | 0 | 0 | 4.06 | 4.06 | 4.06 | 4.06
6948 | 0 | 0 | 4.06 | 4.06 | 4.06 | 4.06
6949 | 0 | 0 | 4.06 | 4.06 | 4.06 | 4.06
6950 | 0 | 0 | 4.06 | 4.06 | 4.06 | 4.06
6951 | 0 | 0 | 4.06 | 4.06 | 4.06 | 4.06
6952 | 0 | 0 | 4.06 | 4.06 | 4.06 | 4.06
6953 | 0 | 0 | 4.06 | 4.06 | 4.06 | 4.06
6954 | 0 | 0 | 4.06 | 4.06 | 4.06 | 4.06
6955 | 0 | 0 | 4.06 | 4.06 | 4.06 | 4.06
6956 | 0 | 0 | 4.05 | 4.05 | 4.05 | 4.05
6957 | 0 | 0 | 4.05 | 4.05 | 4.05 | 4.05
6958 | 0 | 0 | 4.05 | 4.05 | 4.05 | 4.05
6959 | 0 | 0 | 4.05 | 4.05 | 4.05 | 4.05
6960 | 0 | 0 | 4.05 | 4.05 | 4.05 | 4.05
6961 | 0 | 0 | 4.05 | 4.05 | 4.05 | 4.05
6962 | 1 | 1 | 4.05 | 4.05 | 4.05 | 4.05
6963 | 0 | 0 | 4.05 | 4.05 | 4.05 | 4.05
6964 | 0 | 0 | 4.05 | 4.05 | 4.05 | 4.05
6965 | 0 | 0 | 4.05 | 4.05 | 4.05 | 4.05
6966 | 0 | 0 | 4.06 | 4.06 | 4.06 | 4.06
6967 | 0 | 0 | 4.06 | 4.06 | 4.06 | 4.06
6968 | 0 | 0 | 4.06 | 4.06 | 4.06 | 4.06
6969 | 0 | 0 | 4.06 | 4.06 | 4.06 | 4.06
6970 | 0 | 0 | 4.06 | 4.06 | 4.06 | 4.06
6971 | 0 | 0 | 4.06 | 4.06 | 4.06 | 4.06
6972 | 0 | 0 | 4.06 | 4.06 | 4.06 | 4.06
6973 | 0 | 0 | 4.06 | 4.06 | 4.06 | 4.06
6974 | 0 | 0 | 4.06 | 4.06 | 4.06 | 4.06
6975 | 0 | 0 | 4.06 | 4.06 | 4.06 | 4.06
6976 | 0 | 0 | 4.06 | 4.06 | 4.06 | 4.06
6977 | 0 | 0 | 4.06 | 4.06 | 4.06 | 4.06
6978 | 0 | 0 | 4.06 | 4.06 | 4.06 | 4.06
6979 | 0 | 0 | 4.05 | 4.05 | 4.05 | 4.05
6980 | 0 | 0 | 3.0444 | 3.0444 | 3.0444 | 3.0444
6981 | 0 | 0 | 4.03 | 4.03 | 4.03 | 4.03
6982 | 0 | 0 | 4.02 | 4.02 | 4.02 | 4.02
6983 | 0 | 0 | 4.02 | 4.02 | 4.02 | 4.02
6984 | 0 | 0 | 4.02 | 4.02 | 4.02 | 4.02
6985 | 0 | 0 | 4.02 | 4.02 | 4.02 | 4.02
6986 | 0 | 0 | 4.03 | 4.03 | 4.03 | 4.03
6987 | 0 | 0 | 4.03 | 4.03 | 4.03 | 4.03
6988 | 0 | 0 | 4.04 | 4.04 | 4.04 | 4.04
6989 | 0 | 0 | 4.04 | 4.04 | 4.04 | 4.04
6990 | 0 | 0 | 4.05 | 4.05 | 4.05 | 4.05
6991 | 0 | 0 | 4.06 | 4.06 | 4.06 | 4.06
6992 | 0 | 0 | 4.06 | 4.06 | 4.06 | 4.06
6993 | 0 | 0 | 4.06 | 4.06 | 4.06 | 4.06
6994 | 0 | 0 | 4.06 | 4.06 | 4.06 | 4.06
6995 | 0 | 0 | 4.06 | 4.06 | 4.06 | 4.06
6996 | 0 | 0 | 4.06 | 4.06 | 4.06 | 4.06
6997 | 0 | 0 | 4.06 | 4.06 | 4.06 | 4.06
6998 | 0 | 0 | 4.06 | 4.06 | 4.06 | 4.06
6999 | 0 | 0 | 4.06 | 4.06 | 4.06 | 4.06
7000 | 0 | 0 | 4.06 | 4.06 | 4.06 | 4.06
7001 | 0 | 0 | 4.06 | 4.06 | 4.06 | 4.06
7002 | 0 | 0 | 4.06 | 4.06 | 4.06 | 4.06
7003 | 0 | 0 | 4.06 | 4.06 | 4.06 | 4.06
7004 | 0 | 0 | 4.06 | 4.06 | 4.06 | 4.06
7005 | 0 | 0 | 4.06 | 4.06 | 4.06 | 4.06
7006 | 1 | 1 | 4.05 | 4.05 | 4.05 | 4.05
7007 | 0 | 0 | 4.05 | 4.05 | 4.05 | 4.05
7008 | 0 | 0 | 4.04 | 4.04 | 4.04 | 4.04
7009 | 0 | 0 | 4.04 | 4.04 | 4.04 | 4.04
7010 | 0 | 0 | 4.03 | 4.03 | 4.03 | 4.03
7011 | 0 | 0 | 4.03 | 4.03 | 4.03 | 4.03
7012 | 0 | 0 | 4.02 | 4.02 | 4.02 | 4.02
7013 | 0 | 0 | 4.03 | 4.03 | 4.03 | 4.03
7014 | 0 | 0 | 4.04 | 4.04 | 4.04 | 4.04
7015 | 0 | 0 | 4.06 | 4.06 | 4.06 | 4.06
7016 | 0 | 0 | 4.06 | 4.06 | 4.06 | 4.06
7017 | 0 | 0 | 4.06 | 4.06 | 4.06 | 4.06
7018 | 0 | 0 | 4.06 | 4.06 | 4.06 | 4.06
7019 | 0 | 0 | 3.3074 | 3.3074 | 3.3074 | 3.3074
7020 | 0 | 0 | 4.06 | 4.06 | 4.06 | 4.06
7021 | 0 | 0 | 4.06 | 4.06 | 4.06 | 4.06
7022 | 0 | 0 | 4.06 | 4.06 | 4.06 | 4.06
7023 | 0 | 0 | 4.06 | 4.06 | 4.06 | 4.06
7024 | 0 | 0 | 4.06 | 4.06 | 4.06 | 4.06
7025 | 0 | 0 | 4.06 | 4.06 | 4.06 | 4.06
7026 | 0 | 0 | 4.06 | 4.06 | 4.06 | 4.06
7027 | 0 | 0 | 4.06 | 4.06 | 4.06 | 4.06
7028 | 1 | 1 | 4.06 | 4.06 | 4.06 | 4.06
7029 | 0 | 0 | 4.06 | 4.06 | 4.06 | 4.06
7030 | 0 | 0 | 4.06 | 4.06 | 4.06 | 4.06
7031 | 0 | 0 | 4.06 | 4.06 | 4.06 | 4.06
7032 | 0 | 0 | 4.06 | 4.06 | 4.06 | 4.06
7033 | 0 | 0 | 4.06 | 4.06 | 4.06 | 4.06
7034 | 0 | 0 | 4.06 | 4.06 | 4.06 | 4.06
7035 | 0 | 0 | 4.06 | 4.06 | 4.06 | 4.06
7036 | 0 | 0 | 4.06 | 4.06 | 4.06 | 4.06
7037 | 0 | 0 | 4.06 | 4.06 | 4.06 | 4.06
7038 | 0 | 0 | 4.06 | 4.06 | 4.06 | 4.06
7039 | 0 | 0 | 4.06 | 4.06 | 4.06 | 4.06
7040 | 0 | 0 | 4.06 | 4.06 | 4.06 | 4.06
7041 | 0 | 0 | 4.06 | 4.06 | 4.06 | 4.06
7042 | 0 | 0 | 4.06 | 4.06 | 4.06 | 4.06
7043 | 0 | 0 | 4.06 | 4.06 | 4.06 | 4.06
7044 | 0 | 0 | 4.06 | 4.06 | 4.06 | 4.06
7045 | 0 | 0 | 4.06 | 4.06 | 4.06 | 4.06
7046 | 0 | 0 | 4.06 | 4.06 | 4.06 | 4.06
7047 | 0 | 0 | 4.06 | 4.06 | 4.06 | 4.06
7048 | 0 | 0 | 4.06 | 4.06 | 4.06 | 4.06
7049 | 0 | 0 | 4.06 | 4.06 | 4.06 | 4.06
7050 | 1 | 1 | 4.06 | 4.06 | 4.06 | 4.06
7051 | 0 | 0 | 4.06 | 4.06 | 4.06 | 4.06
7052 | 0 | 0 | 4.06 | 4.06 | 4.06 | 4.06
7053 | 0 | 0 | 4.06 | 4.06 | 4.06 | 4.06
7054 | 0 | 0 | 4.05 | 4.05 | 4.05 | 4.05
7055 | 0 | 0 | 4.04 | 4.04 | 4.04 | 4.04
7056 | 0 | 0 | 4.04 | 4.04 | 4.04 | 4.04
7057 | 0 | 0 | 4.02 | 4.02 | 4.02 | 4.02
7058 | 0 | 0 | 4 | 4 | 4 | 4
7059 | 0 | 0 | 4 | 4 | 4 | 4
7060 | 0 | 0 | 3.99 | 3.99 | 3.99 | 3.99
7061 | 0 | 0 | 3.99 | 3.99 | 3.99 | 3.99
7062 | 0 | 0 | 4.02 | 4.02 | 4.02 | 4.02
7063 | 0 | 0 | 4.05 | 4.05 | 4.05 | 4.05
7064 | 0 | 0 | 4.06 | 4.06 | 4.06 | 4.06
7065 | 0 | 0 | 4.06 | 4.06 | 4.06 | 4.06
7066 | 0 | 0 | 3.3028 | 3.3028 | 3.3028 | 3.3028
7067 | 0 | 0 | 4.06 | 4.06 | 4.06 | 4.06
7068 | 0 | 0 | 4.06 | 4.06 | 4.06 | 4.06
7069 | 0 | 0 | 4.06 | 4.06 | 4.06 | 4.06
7070 | 0 | 0 | 4.06 | 4.06 | 4.06 | 4.06
7071 | 0 | 0 | 4.06 | 4.06 | 4.06 | 4.06
7072 | 0 | 0 | 4.06 | 4.06 | 4.06 | 4.06
7073 | 0 | 0 | 4.05 | 4.05 | 4.05 | 4.05
7074 | 0 | 0 | 4.05 | 4.05 | 4.05 | 4.05
7075 | 0 | 0 | 4.04 | 4.04 | 4.04 | 4.04
7076 | 0 | 0 | 4.03 | 4.03 | 4.03 | 4.03
7077 | 0 | 0 | 4.02 | 4.02 | 4.02 | 4.02
7078 | 0 | 0 | 4.01 | 4.01 | 4.01 | 4.01
7079 | 0 | 0 | 4 | 4 | 4 | 4
7080 | 1 | 1 | 3.98 | 3.98 | 3.98 | 3.98
7081 | 0 | 0 | 3.98 | 3.98 | 3.98 | 3.98
7082 | 0 | 0 | 3.2621 | 3.2621 | 3.2621 | 3.2621
7083 | 0 | 0 | 3.97 | 3.97 | 3.97 | 3.97
7084 | 0 | 0 | 3.97 | 3.97 | 3.97 | 3.97
7085 | 0 | 0 | 3.97 | 3.97 | 3.97 | 3.97
7086 | 0 | 0 | 4 | 4 | 4 | 4
7087 | 0 | 0 | 4.05 | 4.05 | 4.05 | 4.05
7088 | 0 | 0 | 4.06 | 4.06 | 4.06 | 4.06
7089 | 0 | 0 | 4.06 | 4.06 | 4.06 | 4.06
7090 | 0 | 0 | 4.06 | 4.06 | 4.06 | 4.06
7091 | 0 | 0 | 4.06 | 4.06 | 4.06 | 4.06
7092 | 0 | 0 | 4.06 | 4.06 | 4.06 | 4.06
7093 | 0 | 0 | 4.06 | 4.06 | 4.06 | 4.06
7094 | 0 | 0 | 4.06 | 4.06 | 4.06 | 4.06
7095 | 0 | 0 | 4.06 | 4.06 | 4.06 | 4.06
7096 | 1 | 1 | 4.06 | 4.06 | 4.06 | 4.06
7097 | 1 | 1 | 4.06 | 4.06 | 4.06 | 4.06
7098 | 0 | 0 | 4.06 | 4.06 | 4.06 | 4.06
7099 | 0 | 0 | 4.06 | 4.06 | 4.06 | 4.06
7100 | 0 | 0 | 4.06 | 4.06 | 4.06 | 4.06
7101 | 0 | 0 | 4.06 | 4.06 | 4.06 | 4.06
7102 | 0 | 0 | 4.06 | 4.06 | 4.06 | 4.06
7103 | 0 | 0 | 4.06 | 4.06 | 4.06 | 4.06
7104 | 0 | 0 | 4.05 | 4.05 | 4.05 | 4.05
7105 | 0 | 0 | 4.05 | 4.05 | 4.05 | 4.05
7106 | 0 | 0 | 4.04 | 4.04 | 4.04 | 4.04
7107 | 0 | 0 | 4.04 | 4.04 | 4.04 | 4.04
7108 | 0 | 0 | 4.04 | 4.04 | 4.04 | 4.04
7109 | 0 | 0 | 4.04 | 4.04 | 4.04 | 4.04
7110 | 0 | 0 | 4.05 | 4.05 | 4.05 | 4.05
7111 | 0 | 0 | 4.06 | 4.06 | 4.06 | 4.06
7112 | 0 | 0 | 4.06 | 4.06 | 4.06 | 4.06
7113 | 0 | 0 | 4.06 | 4.06 | 4.06 | 4.06
7114 | 0 | 0 | 4.06 | 4.06 | 4.06 | 4.06
7115 | 0 | 0 | 4.06 | 4.06 | 4.06 | 4.06
7116 | 0 | 0 | 4.06 | 4.06 | 4.06 | 4.06
7117 | 0 | 0 | 4.06 | 4.06 | 4.06 | 4.06
7118 | 0 | 0 | 4.06 | 4.06 | 4.06 | 4.06
7119 | 0 | 0 | 4.06 | 4.06 | 4.06 | 4.06
7120 | 0 | 0 | 4.06 | 4.06 | 4.06 | 4.06
7121 | 0 | 0 | 4.06 | 4.06 | 4.06 | 4.06
7122 | 0 | 0 | 4.06 | 4.06 | 4.06 | 4.06
7123 | 0 | 0 | 4.06 | 4.06 | 4.06 | 4.06
7124 | 0 | 0 | 4.06 | 4.06 | 4.06 | 4.06
7125 | 0 | 0 | 4.06 | 4.06 | 4.06 | 4.06
7126 | 0 | 0 | 4.06 | 4.06 | 4.06 | 4.06
7127 | 0 | 0 | 4.06 | 4.06 | 4.06 | 4.06
7128 | 1 | 1 | 4.06 | 4.06 | 4.06 | 4.06
7129 | 0 | 0 | 4.06 | 4.06 | 4.06 | 4.06
7130 | 0 | 0 | 4.06 | 4.06 | 4.06 | 4.06
7131 | 0 | 0 | 4.06 | 4.06 | 4.06 | 4.06
7132 | 0 | 0 | 4.06 | 4.06 | 4.06 | 4.06
7133 | 0 | 0 | 4.06 | 4.06 | 4.06 | 4.06
7134 | 0 | 0 | 4.06 | 4.06 | 4.06 | 4.06
7135 | 0 | 0 | 4.06 | 4.06 | 4.06 | 4.06
7136 | 0 | 0 | 4.06 | 4.06 | 4.06 | 4.06
7137 | 0 | 0 | 4.06 | 4.06 | 4.06 | 4.06
7138 | 0 | 0 | 4.06 | 4.06 | 4.06 | 4.06
7139 | 0 | 0 | 4.06 | 4.06 | 4.06 | 4.06
7140 | 0 | 0 | 4.06 | 4.06 | 4.06 | 4.06
7141 | 0 | 0 | 4.06 | 4.06 | 4.06 | 4.06
7142 | 0 | 0 | 3.0255 | 3.0255 | 3.0255 | 3.0255
7143 | 0 | 0 | 4.06 | 4.06 | 4.06 | 4.06
7144 | 0 | 0 | 4.06 | 4.06 | 4.06 | 4.06
7145 | 0 | 0 | 4.06 | 4.06 | 4.06 | 4.06
7146 | 0 | 0 | 4.04 | 4.04 | 4.04 | 4.04
7147 | 0 | 0 | 4.03 | 4.03 | 4.03 | 4.03
7148 | 0 | 0 | 4.02 | 4.02 | 4.02 | 4.02
7149 | 0 | 0 | 4 | 4 | 4 | 4
7150 | 0 | 0 | 3.99 | 3.99 | 3.99 | 3.99
7151 | 0 | 0 | 3.95 | 3.95 | 3.95 | 3.95
7152 | 0 | 0 | 3.93 | 3.93 | 3.93 | 3.93
7153 | 0 | 0 | 3.91 | 3.91 | 3.91 | 3.91
7154 | 0 | 0 | 3.91 | 3.91 | 3.91 | 3.91
7155 | 0 | 0 | 3.91 | 3.91 | 3.91 | 3.91
7156 | 0 | 0 | 3.9 | 3.9 | 3.9 | 3.9
7157 | 0 | 0 | 3.91 | 3.91 | 3.91 | 3.91
7158 | 0 | 0 | 3.95 | 3.95 | 3.95 | 3.95
7159 | 0 | 0 | 4.04 | 4.04 | 4.04 | 4.04
7160 | 0 | 0 | 4.06 | 4.06 | 4.06 | 4.06
7161 | 0 | 0 | 4.06 | 4.06 | 4.06 | 4.06
7162 | 0 | 0 | 4.06 | 4.06 | 4.06 | 4.06
7163 | 0 | 0 | 4.06 | 4.06 | 4.06 | 4.06
7164 | 0 | 0 | 4.06 | 4.06 | 4.06 | 4.06
7165 | 0 | 0 | 4.06 | 4.06 | 4.06 | 4.06
7166 | 0 | 0 | 4.06 | 4.06 | 4.06 | 4.06
7167 | 0 | 0 | 2.9646 | 2.9646 | 2.9646 | 2.9646
7168 | 0 | 0 | 4.06 | 4.06 | 4.06 | 4.06
7169 | 0 | 0 | 4.06 | 4.06 | 4.06 | 4.06
7170 | 0 | 0 | 4.06 | 4.06 | 4.06 | 4.06
7171 | 0 | 0 | 4.06 | 4.06 | 4.06 | 4.06
7172 | 0 | 0 | 4.06 | 4.06 | 4.06 | 4.06
7173 | 0 | 0 | 4.05 | 4.05 | 4.05 | 4.05
7174 | 0 | 0 | 4.05 | 4.05 | 4.05 | 4.05
7175 | 0 | 0 | 4.05 | 4.05 | 4.05 | 4.05
7176 | 0 | 0 | 4.04 | 4.04 | 4.04 | 4.04
7177 | 0 | 0 | 4.03 | 4.03 | 4.03 | 4.03
7178 | 0 | 0 | 4.03 | 4.03 | 4.03 | 4.03
7179 | 0 | 0 | 4.03 | 4.03 | 4.03 | 4.03
7180 | 0 | 0 | 4.03 | 4.03 | 4.03 | 4.03
7181 | 0 | 0 | 4.02 | 4.02 | 4.02 | 4.02
7182 | 0 | 0 | 4.01 | 4.01 | 4.01 | 4.01
7183 | 0 | 0 | 4.01 | 4.01 | 4.01 | 4.01
7184 | 0 | 0 | 4.02 | 4.02 | 4.02 | 4.02
7185 | 0 | 0 | 4.03 | 4.03 | 4.03 | 4.03
7186 | 0 | 0 | 4.04 | 4.04 | 4.04 | 4.04
7187 | 0 | 0 | 4.04 | 4.04 | 4.04 | 4.04
7188 | 0 | 0 | 4.03 | 4.03 | 4.03 | 4.03
7189 | 0 | 0 | 4.03 | 4.03 | 4.03 | 4.03
7190 | 0 | 0 | 4.03 | 4.03 | 4.03 | 4.03
7191 | 0 | 0 | 4.01 | 4.01 | 4.01 | 4.01
7192 | 0 | 0 | 3.98 | 3.98 | 3.98 | 3.98
7193 | 0 | 0 | 3.92 | 3.92 | 3.92 | 3.92
7194 | 0 | 0 | 3.87 | 3.87 | 3.87 | 3.87
7195 | 0 | 0 | 3.84 | 3.84 | 3.84 | 3.84
7196 | 1 | 1 | 3.8 | 3.8 | 3.8 | 3.8
7197 | 0 | 0 | 3.79 | 3.79 | 3.79 | 3.79
7198 | 0 | 0 | 3.75 | 3.75 | 3.75 | 3.75
7199 | 0 | 0 | 3.71 | 3.71 | 3.71 | 3.71
7200 | 0 | 0 | 3.67 | 3.67 | 3.67 | 3.67
7201 | 0 | 0 | 3.64 | 3.64 | 3.64 | 3.64
7202 | 0 | 0 | 3.6 | 3.6 | 3.6 | 3.6
7203 | 0 | 0 | 3.57 | 3.57 | 3.57 | 3.57
7204 | 0 | 0 | 3.55 | 3.55 | 3.55 | 3.55
7205 | 0 | 0 | 3.54 | 3.54 | 3.54 | 3.54
7206 | 0 | 0 | 3.52 | 3.52 | 3.52 | 3.52
7207 | 0 | 0 | 3.53 | 3.53 | 3.53 | 3.53
7208 | 0 | 0 | 3.64 | 3.64 | 3.64 | 3.64
7209 | 0 | 0 | 3.74 | 3.74 | 3.74 | 3.74
7210 | 0 | 0 | 3.87 | 3.87 | 3.87 | 3.87
7211 | 0 | 0 | 3.93 | 3.93 | 3.93 | 3.93
7212 | 0 | 0 | 3.97 | 3.97 | 3.97 | 3.97
7213 | 0 | 0 | 3.99 | 3.99 | 3.99 | 3.99
7214 | 0 | 0 | 3.99 | 3.99 | 3.99 | 3.99
7215 | 0 | 0 | 3.95 | 3.95 | 3.95 | 3.95
7216 | 0 | 0 | 3.87 | 3.87 | 3.87 | 3.87
7217 | 1 | 1 | 3.77 | 3.77 | 3.77 | 3.77
7218 | 0 | 0 | 3.69 | 3.69 | 3.69 | 3.69
7219 | 0 | 0 | 3.65 | 3.65 | 3.65 | 3.65
7220 | 0 | 0 | 3.62 | 3.62 | 3.62 | 3.62
7221 | 0 | 0 | 3.6 | 3.6 | 3.6 | 3.6
7222 | 0 | 0 | 3.57 | 3.57 | 3.57 | 3.57
7223 | 0 | 0 | 2.8877 | 2.8877 | 2.8877 | 2.8877
7224 | 0 | 0 | 3.52 | 3.52 | 3.52 | 3.52
7225 | 0 | 0 | 3.52 | 3.52 | 3.52 | 3.52
7226 | 0 | 0 | 3.5 | 3.5 | 3.5 | 3.5
7227 | 0 | 0 | 3.5 | 3.5 | 3.5 | 3.5
7228 | 0 | 0 | 3.49 | 3.49 | 3.49 | 3.49
7229 | 0 | 0 | 3.47 | 3.47 | 3.47 | 3.47
7230 | 0 | 0 | 3.46 | 3.46 | 3.46 | 3.46
7231 | 0 | 0 | 3.48 | 3.48 | 3.48 | 3.48
7232 | 0 | 0 | 3.57 | 3.57 | 3.57 | 3.57
7233 | 0 | 0 | 3.66 | 3.66 | 3.66 | 3.66
7234 | 0 | 0 | 3.79 | 3.79 | 3.79 | 3.79
7235 | 0 | 0 | 3.87 | 3.87 | 3.87 | 3.87
7236 | 0 | 0 | 3.91 | 3.91 | 3.91 | 3.91
7237 | 0 | 0 | 3.93 | 3.93 | 3.93 | 3.93
7238 | 0 | 0 | 3.93 | 3.93 | 3.93 | 3.93
7239 | 1 | 1 | 3.89 | 3.89 | 3.89 | 3.89
7240 | 0 | 0 | 3.8 | 3.8 | 3.8 | 3.8
7241 | 0 | 0 | 3.67 | 3.67 | 3.67 | 3.67
7242 | 0 | 0 | 3.6 | 3.6 | 3.6 | 3.6
7243 | 0 | 0 | 3.55 | 3.55 | 3.55 | 3.55
7244 | 0 | 0 | 3.51 | 3.51 | 3.51 | 3.51
7245 | 0 | 0 | 3.47 | 3.47 | 3.47 | 3.47
7246 | 0 | 0 | 3.43 | 3.43 | 3.43 | 3.43
7247 | 1 | 1 | 3.39 | 3.39 | 3.39 | 3.39
7248 | 0 | 0 | 3.34 | 3.34 | 3.34 | 3.34
7249 | 0 | 0 | 3.31 | 3.31 | 3.31 | 3.31
7250 | 0 | 0 | 3.27 | 3.27 | 3.27 | 3.27
7251 | 0 | 0 | 3.23 | 3.23 | 3.23 | 3.23
7252 | 0 | 0 | 3.23 | 3.23 | 3.23 | 3.23
7253 | 0 | 0 | 3.21 | 3.21 | 3.21 | 3.21
7254 | 0 | 0 | 3.2 | 3.2 | 3.2 | 3.2
7255 | 0 | 0 | 3.24 | 3.24 | 3.24 | 3.24
7256 | 0 | 0 | 3.36 | 3.36 | 3.36 | 3.36
7257 | 0 | 0 | 3.49 | 3.49 | 3.49 | 3.49
7258 | 0 | 0 | 3.66 | 3.66 | 3.66 | 3.66
7259 | 0 | 0 | 3.74 | 3.74 | 3.74 | 3.74
7260 | 0 | 0 | 2.9289 | 2.9289 | 2.9289 | 2.9289
7261 | 0 | 0 | 3.81 | 3.81 | 3.81 | 3.81
7262 | 0 | 0 | 3.8 | 3.8 | 3.8 | 3.8
7263 | 0 | 0 | 3.74 | 3.74 | 3.74 | 3.74
7264 | 0 | 0 | 3.63 | 3.63 | 3.63 | 3.63
7265 | 0 | 0 | 3.51 | 3.51 | 3.51 | 3.51
7266 | 0 | 0 | 3.44 | 3.44 | 3.44 | 3.44
7267 | 0 | 0 | 3.4 | 3.4 | 3.4 | 3.4
7268 | 0 | 0 | 3.36 | 3.36 | 3.36 | 3.36
7269 | 0 | 0 | 3.33 | 3.33 | 3.33 | 3.33
7270 | 0 | 0 | 3.27 | 3.27 | 3.27 | 3.27
7271 | 0 | 0 | 3.23 | 3.23 | 3.23 | 3.23
7272 | 0 | 0 | 3.2 | 3.2 | 3.2 | 3.2
7273 | 0 | 0 | 3.19 | 3.19 | 3.19 | 3.19
7274 | 0 | 0 | 3.15 | 3.15 | 3.15 | 3.15
7275 | 0 | 0 | 3.12 | 3.12 | 3.12 | 3.12
7276 | 0 | 0 | 3.12 | 3.12 | 3.12 | 3.12
7277 | 0 | 0 | 3.09 | 3.09 | 3.09 | 3.09
7278 | 0 | 0 | 3.09 | 3.09 | 3.09 | 3.09
7279 | 0 | 0 | 3.11 | 3.11 | 3.11 | 3.11
7280 | 0 | 0 | 3.24 | 3.24 | 3.24 | 3.24
7281 | 0 | 0 | 3.36 | 3.36 | 3.36 | 3.36
7282 | 0 | 0 | 3.55 | 3.55 | 3.55 | 3.55
7283 | 0 | 0 | 3.67 | 3.67 | 3.67 | 3.67
7284 | 0 | 0 | 3.76 | 3.76 | 3.76 | 3.76
7285 | 0 | 0 | 3.8 | 3.8 | 3.8 | 3.8
7286 | 0 | 0 | 3.81 | 3.81 | 3.81 | 3.81
7287 | 0 | 0 | 3.72 | 3.72 | 3.72 | 3.72
7288 | 0 | 0 | 3.59 | 3.59 | 3.59 | 3.59
7289 | 0 | 0 | 2.7269 | 2.7269 | 2.7269 | 2.7269
7290 | 0 | 0 | 3.39 | 3.39 | 3.39 | 3.39
7291 | 0 | 0 | 3.35 | 3.35 | 3.35 | 3.35
7292 | 0 | 0 | 3.31 | 3.31 | 3.31 | 3.31
7293 | 0 | 0 | 3.3 | 3.3 | 3.3 | 3.3
7294 | 0 | 0 | 3.27 | 3.27 | 3.27 | 3.27
7295 | 0 | 0 | 3.25 | 3.25 | 3.25 | 3.25
7296 | 0 | 0 | 3.22 | 3.22 | 3.22 | 3.22
7297 | 0 | 0 | 3.22 | 3.22 | 3.22 | 3.22
7298 | 0 | 0 | 3.21 | 3.21 | 3.21 | 3.21
7299 | 0 | 0 | 3.22 | 3.22 | 3.22 | 3.22
7300 | 0 | 0 | 3.22 | 3.22 | 3.22 | 3.22
7301 | 0 | 0 | 3.24 | 3.24 | 3.24 | 3.24
7302 | 0 | 0 | 3.25 | 3.25 | 3.25 | 3.25
7303 | 0 | 0 | 3.29 | 3.29 | 3.29 | 3.29
7304 | 0 | 0 | 3.38 | 3.38 | 3.38 | 3.38
7305 | 0 | 0 | 3.46 | 3.46 | 3.46 | 3.46
7306 | 0 | 0 | 3.56 | 3.56 | 3.56 | 3.56
7307 | 0 | 0 | 3.62 | 3.62 | 3.62 | 3.62
7308 | 0 | 0 | 3.67 | 3.67 | 3.67 | 3.67
7309 | 0 | 0 | 3.7 | 3.7 | 3.7 | 3.7
7310 | 0 | 0 | 3.72 | 3.72 | 3.72 | 3.72
7311 | 0 | 0 | 3.73 | 3.73 | 3.73 | 3.73
7312 | 0 | 0 | 3.73 | 3.73 | 3.73 | 3.73
7313 | 0 | 0 | 3.75 | 3.75 | 3.75 | 3.75
7314 | 0 | 0 | 3.77 | 3.77 | 3.77 | 3.77
7315 | 0 | 0 | 3.79 | 3.79 | 3.79 | 3.79
7316 | 0 | 0 | 3.81 | 3.81 | 3.81 | 3.81
7317 | 0 | 0 | 3.83 | 3.83 | 3.83 | 3.83
7318 | 0 | 0 | 3.85 | 3.85 | 3.85 | 3.85
7319 | 0 | 0 | 3.88 | 3.88 | 3.88 | 3.88
7320 | 0 | 0 | 3.89 | 3.89 | 3.89 | 3.89
7321 | 0 | 0 | 3.91 | 3.91 | 3.91 | 3.91
7322 | 0 | 0 | 3.93 | 3.93 | 3.93 | 3.93
7323 | 0 | 0 | 3.95 | 3.95 | 3.95 | 3.95
7324 | 0 | 0 | 3.97 | 3.97 | 3.97 | 3.97
7325 | 0 | 0 | 3.98 | 3.98 | 3.98 | 3.98
7326 | 0 | 0 | 3.99 | 3.99 | 3.99 | 3.99
7327 | 0 | 0 | 4 | 4 | 4 | 4
7328 | 0 | 0 | 4.02 | 4.02 | 4.02 | 4.02
7329 | 0 | 0 | 3.3096 | 3.3096 | 3.3096 | 3.3096
7330 | 0 | 0 | 4.06 | 4.06 | 4.06 | 4.06
7331 | 0 | 0 | 4.06 | 4.06 | 4.06 | 4.06
7332 | 0 | 0 | 4.06 | 4.06 | 4.06 | 4.06
7333 | 0 | 0 | 4.06 | 4.06 | 4.06 | 4.06
7334 | 0 | 0 | 4.06 | 4.06 | 4.06 | 4.06
7335 | 0 | 0 | 4.06 | 4.06 | 4.06 | 4.06
7336 | 0 | 0 | 4.06 | 4.06 | 4.06 | 4.06
7337 | 0 | 0 | 4.06 | 4.06 | 4.06 | 4.06
7338 | 0 | 0 | 4.06 | 4.06 | 4.06 | 4.06
7339 | 0 | 0 | 4.06 | 4.06 | 4.06 | 4.06
7340 | 0 | 0 | 4.06 | 4.06 | 4.06 | 4.06
7341 | 0 | 0 | 4.05 | 4.05 | 4.05 | 4.05
7342 | 0 | 0 | 4.05 | 4.05 | 4.05 | 4.05
7343 | 0 | 0 | 4.04 | 4.04 | 4.04 | 4.04
7344 | 0 | 0 | 4.03 | 4.03 | 4.03 | 4.03
7345 | 0 | 0 | 4.02 | 4.02 | 4.02 | 4.02
7346 | 0 | 0 | 4.02 | 4.02 | 4.02 | 4.02
7347 | 0 | 0 | 4.01 | 4.01 | 4.01 | 4.01
7348 | 0 | 0 | 4.01 | 4.01 | 4.01 | 4.01
7349 | 0 | 0 | 4.01 | 4.01 | 4.01 | 4.01
7350 | 0 | 0 | 4 | 4 | 4 | 4
7351 | 0 | 0 | 4 | 4 | 4 | 4
7352 | 0 | 0 | 4.02 | 4.02 | 4.02 | 4.02
7353 | 0 | 0 | 4.04 | 4.04 | 4.04 | 4.04
7354 | 0 | 0 | 4.05 | 4.05 | 4.05 | 4.05
7355 | 0 | 0 | 4.06 | 4.06 | 4.06 | 4.06
7356 | 0 | 0 | 4.06 | 4.06 | 4.06 | 4.06
7357 | 0 | 0 | 4.06 | 4.06 | 4.06 | 4.06
7358 | 0 | 0 | 4.06 | 4.06 | 4.06 | 4.06
7359 | 0 | 0 | 4.06 | 4.06 | 4.06 | 4.06
7360 | 0 | 0 | 4.05 | 4.05 | 4.05 | 4.05
7361 | 0 | 0 | 4.04 | 4.04 | 4.04 | 4.04
7362 | 0 | 0 | 4.03 | 4.03 | 4.03 | 4.03
7363 | 0 | 0 | 4.02 | 4.02 | 4.02 | 4.02
7364 | 0 | 0 | 4.01 | 4.01 | 4.01 | 4.01
7365 | 0 | 0 | 4.01 | 4.01 | 4.01 | 4.01
7366 | 0 | 0 | 4.01 | 4.01 | 4.01 | 4.01
7367 | 0 | 0 | 4 | 4 | 4 | 4
7368 | 0 | 0 | 4 | 4 | 4 | 4
7369 | 0 | 0 | 3.99 | 3.99 | 3.99 | 3.99
7370 | 0 | 0 | 3.98 | 3.98 | 3.98 | 3.98
7371 | 0 | 0 | 3.98 | 3.98 | 3.98 | 3.98
7372 | 0 | 0 | 3.97 | 3.97 | 3.97 | 3.97
7373 | 0 | 0 | 3.96 | 3.96 | 3.96 | 3.96
7374 | 0 | 0 | 3.95 | 3.95 | 3.95 | 3.95
7375 | 0 | 0 | 3.96 | 3.96 | 3.96 | 3.96
7376 | 0 | 0 | 3.3263 | 3.3263 | 3.3263 | 3.3263
7377 | 0 | 0 | 4.03 | 4.03 | 4.03 | 4.03
7378 | 0 | 0 | 4.04 | 4.04 | 4.04 | 4.04
7379 | 0 | 0 | 4.05 | 4.05 | 4.05 | 4.05
7380 | 0 | 0 | 4.05 | 4.05 | 4.05 | 4.05
7381 | 0 | 0 | 4.05 | 4.05 | 4.05 | 4.05
7382 | 0 | 0 | 4.05 | 4.05 | 4.05 | 4.05
7383 | 0 | 0 | 4.05 | 4.05 | 4.05 | 4.05
7384 | 1 | 1 | 4.04 | 4.04 | 4.04 | 4.04
7385 | 0 | 0 | 4.01 | 4.01 | 4.01 | 4.01
7386 | 0 | 0 | 3.99 | 3.99 | 3.99 | 3.99
7387 | 0 | 0 | 3.97 | 3.97 | 3.97 | 3.97
7388 | 0 | 0 | 3.96 | 3.96 | 3.96 | 3.96
7389 | 0 | 0 | 3.95 | 3.95 | 3.95 | 3.95
7390 | 0 | 0 | 3.93 | 3.93 | 3.93 | 3.93
7391 | 0 | 0 | 3.92 | 3.92 | 3.92 | 3.92
7392 | 0 | 0 | 3.91 | 3.91 | 3.91 | 3.91
7393 | 1 | 1 | 3.89 | 3.89 | 3.89 | 3.89
7394 | 0 | 0 | 3.86 | 3.86 | 3.86 | 3.86
7395 | 0 | 0 | 3.85 | 3.85 | 3.85 | 3.85
7396 | 0 | 0 | 3.83 | 3.83 | 3.83 | 3.83
7397 | 0 | 0 | 3.82 | 3.82 | 3.82 | 3.82
7398 | 0 | 0 | 3.81 | 3.81 | 3.81 | 3.81
7399 | 0 | 0 | 3.81 | 3.81 | 3.81 | 3.81
7400 | 0 | 0 | 3.312 | 3.312 | 3.312 | 3.312
7401 | 0 | 0 | 3.91 | 3.91 | 3.91 | 3.91
7402 | 0 | 0 | 3.97 | 3.97 | 3.97 | 3.97
7403 | 0 | 0 | 3.99 | 3.99 | 3.99 | 3.99
7404 | 0 | 0 | 4 | 4 | 4 | 4
7405 | 0 | 0 | 4 | 4 | 4 | 4
7406 | 0 | 0 | 4 | 4 | 4 | 4
7407 | 0 | 0 | 3.97 | 3.97 | 3.97 | 3.97
7408 | 0 | 0 | 3.91 | 3.91 | 3.91 | 3.91
7409 | 1 | 1 | 3.84 | 3.84 | 3.84 | 3.84
7410 | 1 | 1 | 3.8 | 3.8 | 3.8 | 3.8
7411 | 0 | 0 | 3.77 | 3.77 | 3.77 | 3.77
7412 | 0 | 0 | 3.75 | 3.75 | 3.75 | 3.75
7413 | 0 | 0 | 3.74 | 3.74 | 3.74 | 3.74
7414 | 0 | 0 | 3.72 | 3.72 | 3.72 | 3.72
7415 | 0 | 0 | 3.7 | 3.7 | 3.7 | 3.7
7416 | 0 | 0 | 3.7 | 3.7 | 3.7 | 3.7
7417 | 0 | 0 | 3.7 | 3.7 | 3.7 | 3.7
7418 | 0 | 0 | 3.69 | 3.69 | 3.69 | 3.69
7419 | 0 | 0 | 3.69 | 3.69 | 3.69 | 3.69
7420 | 0 | 0 | 3.7 | 3.7 | 3.7 | 3.7
7421 | 0 | 0 | 3.69 | 3.69 | 3.69 | 3.69
7422 | 0 | 0 | 3.7 | 3.7 | 3.7 | 3.7
7423 | 0 | 0 | 3.71 | 3.71 | 3.71 | 3.71
7424 | 0 | 0 | 3.76 | 3.76 | 3.76 | 3.76
7425 | 0 | 0 | 3.8 | 3.8 | 3.8 | 3.8
7426 | 0 | 0 | 3.85 | 3.85 | 3.85 | 3.85
7427 | 0 | 0 | 3.88 | 3.88 | 3.88 | 3.88
7428 | 0 | 0 | 3.9 | 3.9 | 3.9 | 3.9
7429 | 0 | 0 | 3.91 | 3.91 | 3.91 | 3.91
7430 | 0 | 0 | 3.91 | 3.91 | 3.91 | 3.91
7431 | 0 | 0 | 3.88 | 3.88 | 3.88 | 3.88
7432 | 0 | 0 | 3.82 | 3.82 | 3.82 | 3.82
7433 | 0 | 0 | 3.78 | 3.78 | 3.78 | 3.78
7434 | 0 | 0 | 3.75 | 3.75 | 3.75 | 3.75
7435 | 0 | 0 | 3.73 | 3.73 | 3.73 | 3.73
7436 | 0 | 0 | 3.72 | 3.72 | 3.72 | 3.72
7437 | 0 | 0 | 3.71 | 3.71 | 3.71 | 3.71
7438 | 0 | 0 | 3.69 | 3.69 | 3.69 | 3.69
7439 | 1 | 1 | 3.67 | 3.67 | 3.67 | 3.67
7440 | 0 | 0 | 3.64 | 3.64 | 3.64 | 3.64
7441 | 0 | 0 | 3.62 | 3.62 | 3.62 | 3.62
7442 | 0 | 0 | 3.6 | 3.6 | 3.6 | 3.6
7443 | 0 | 0 | 3.58 | 3.58 | 3.58 | 3.58
7444 | 0 | 0 | 3.58 | 3.58 | 3.58 | 3.58
7445 | 0 | 0 | 3.57 | 3.57 | 3.57 | 3.57
7446 | 0 | 0 | 3.56 | 3.56 | 3.56 | 3.56
7447 | 0 | 0 | 3.58 | 3.58 | 3.58 | 3.58
7448 | 0 | 0 | 3.66 | 3.66 | 3.66 | 3.66
7449 | 0 | 0 | 3.75 | 3.75 | 3.75 | 3.75
7450 | 0 | 0 | 3.1622 | 3.1622 | 3.1622 | 3.1622
7451 | 0 | 0 | 3.9 | 3.9 | 3.9 | 3.9
7452 | 0 | 0 | 3.92 | 3.92 | 3.92 | 3.92
7453 | 0 | 0 | 3.93 | 3.93 | 3.93 | 3.93
7454 | 0 | 0 | 3.93 | 3.93 | 3.93 | 3.93
7455 | 0 | 0 | 3.92 | 3.92 | 3.92 | 3.92
7456 | 0 | 0 | 3.86 | 3.86 | 3.86 | 3.86
7457 | 0 | 0 | 3.82 | 3.82 | 3.82 | 3.82
7458 | 0 | 0 | 3.79 | 3.79 | 3.79 | 3.79
7459 | 0 | 0 | 3.76 | 3.76 | 3.76 | 3.76
7460 | 1 | 1 | 3.73 | 3.73 | 3.73 | 3.73
7461 | 0 | 0 | 3.7 | 3.7 | 3.7 | 3.7
7462 | 0 | 0 | 3.66 | 3.66 | 3.66 | 3.66
7463 | 0 | 0 | 3.63 | 3.63 | 3.63 | 3.63
7464 | 0 | 0 | 3.6 | 3.6 | 3.6 | 3.6
7465 | 0 | 0 | 3.57 | 3.57 | 3.57 | 3.57
7466 | 0 | 0 | 3.54 | 3.54 | 3.54 | 3.54
7467 | 0 | 0 | 3.52 | 3.52 | 3.52 | 3.52
7468 | 0 | 0 | 3.49 | 3.49 | 3.49 | 3.49
7469 | 0 | 0 | 3.48 | 3.48 | 3.48 | 3.48
7470 | 0 | 0 | 3.46 | 3.46 | 3.46 | 3.46
7471 | 0 | 0 | 3.46 | 3.46 | 3.46 | 3.46
7472 | 0 | 0 | 3.51 | 3.51 | 3.51 | 3.51
7473 | 0 | 0 | 3.0724 | 3.0724 | 3.0724 | 3.0724
7474 | 0 | 0 | 3.7 | 3.7 | 3.7 | 3.7
7475 | 0 | 0 | 3.76 | 3.76 | 3.76 | 3.76
7476 | 0 | 0 | 3.8 | 3.8 | 3.8 | 3.8
7477 | 0 | 0 | 3.81 | 3.81 | 3.81 | 3.81
7478 | 0 | 0 | 3.8 | 3.8 | 3.8 | 3.8
7479 | 0 | 0 | 3.77 | 3.77 | 3.77 | 3.77
7480 | 0 | 0 | 3.7 | 3.7 | 3.7 | 3.7
7481 | 0 | 0 | 3.64 | 3.64 | 3.64 | 3.64
7482 | 0 | 0 | 3.61 | 3.61 | 3.61 | 3.61
7483 | 0 | 0 | 3.58 | 3.58 | 3.58 | 3.58
7484 | 0 | 0 | 3.56 | 3.56 | 3.56 | 3.56
7485 | 0 | 0 | 3.55 | 3.55 | 3.55 | 3.55
7486 | 0 | 0 | 3.52 | 3.52 | 3.52 | 3.52
7487 | 0 | 0 | 3.51 | 3.51 | 3.51 | 3.51
7488 | 1 | 1 | 3.5 | 3.5 | 3.5 | 3.5
7489 | 0 | 0 | 3.49 | 3.49 | 3.49 | 3.49
7490 | 0 | 0 | 3.49 | 3.49 | 3.49 | 3.49
7491 | 0 | 0 | 3.49 | 3.49 | 3.49 | 3.49
7492 | 0 | 0 | 3.49 | 3.49 | 3.49 | 3.49
7493 | 0 | 0 | 3.49 | 3.49 | 3.49 | 3.49
7494 | 0 | 0 | 3.49 | 3.49 | 3.49 | 3.49
7495 | 0 | 0 | 2.7359 | 2.7359 | 2.7359 | 2.7359
7496 | 0 | 0 | 3.52 | 3.52 | 3.52 | 3.52
7497 | 0 | 0 | 3.56 | 3.56 | 3.56 | 3.56
7498 | 0 | 0 | 3.63 | 3.63 | 3.63 | 3.63
7499 | 0 | 0 | 3.67 | 3.67 | 3.67 | 3.67
7500 | 0 | 0 | 3.7 | 3.7 | 3.7 | 3.7
7501 | 0 | 0 | 3.73 | 3.73 | 3.73 | 3.73
7502 | 0 | 0 | 3.73 | 3.73 | 3.73 | 3.73
7503 | 0 | 0 | 3.7 | 3.7 | 3.7 | 3.7
7504 | 0 | 0 | 3.61 | 3.61 | 3.61 | 3.61
7505 | 0 | 0 | 3.52 | 3.52 | 3.52 | 3.52
7506 | 1 | 1 | 3.47 | 3.47 | 3.47 | 3.47
7507 | 0 | 0 | 3.44 | 3.44 | 3.44 | 3.44
7508 | 0 | 0 | 3.39 | 3.39 | 3.39 | 3.39
7509 | 0 | 0 | 3.35 | 3.35 | 3.35 | 3.35
7510 | 0 | 0 | 3.32 | 3.32 | 3.32 | 3.32
7511 | 0 | 0 | 3.28 | 3.28 | 3.28 | 3.28
7512 | 0 | 0 | 3.25 | 3.25 | 3.25 | 3.25
7513 | 0 | 0 | 3.23 | 3.23 | 3.23 | 3.23
7514 | 0 | 0 | 3.2 | 3.2 | 3.2 | 3.2
7515 | 0 | 0 | 3.19 | 3.19 | 3.19 | 3.19
7516 | 0 | 0 | 3.18 | 3.18 | 3.18 | 3.18
7517 | 0 | 0 | 3.16 | 3.16 | 3.16 | 3.16
7518 | 0 | 0 | 3.15 | 3.15 | 3.15 | 3.15
7519 | 0 | 0 | 3.15 | 3.15 | 3.15 | 3.15
7520 | 0 | 0 | 3.22 | 3.22 | 3.22 | 3.22
7521 | 0 | 0 | 3.33 | 3.33 | 3.33 | 3.33
7522 | 0 | 0 | 3.44 | 3.44 | 3.44 | 3.44
7523 | 0 | 0 | 3.53 | 3.53 | 3.53 | 3.53
7524 | 0 | 0 | 3.6 | 3.6 | 3.6 | 3.6
7525 | 0 | 0 | 3.64 | 3.64 | 3.64 | 3.64
7526 | 0 | 0 | 3.64 | 3.64 | 3.64 | 3.64
7527 | 0 | 0 | 3.58 | 3.58 | 3.58 | 3.58
7528 | 0 | 0 | 3.45 | 3.45 | 3.45 | 3.45
7529 | 0 | 0 | 3.37 | 3.37 | 3.37 | 3.37
7530 | 0 | 0 | 3.32 | 3.32 | 3.32 | 3.32
7531 | 0 | 0 | 3.29 | 3.29 | 3.29 | 3.29
7532 | 0 | 0 | 3.27 | 3.27 | 3.27 | 3.27
7533 | 0 | 0 | 3.26 | 3.26 | 3.26 | 3.26
7534 | 1 | 1 | 3.25 | 3.25 | 3.25 | 3.25
7535 | 0 | 0 | 3.23 | 3.23 | 3.23 | 3.23
7536 | 0 | 0 | 3.22 | 3.22 | 3.22 | 3.22
7537 | 0 | 0 | 3.21 | 3.21 | 3.21 | 3.21
7538 | 0 | 0 | 3.2 | 3.2 | 3.2 | 3.2
7539 | 0 | 0 | 3.2 | 3.2 | 3.2 | 3.2
7540 | 0 | 0 | 3.2 | 3.2 | 3.2 | 3.2
7541 | 0 | 0 | 3.2 | 3.2 | 3.2 | 3.2
7542 | 0 | 0 | 3.2 | 3.2 | 3.2 | 3.2
7543 | 0 | 0 | 3.21 | 3.21 | 3.21 | 3.21
7544 | 0 | 0 | 3.24 | 3.24 | 3.24 | 3.24
7545 | 0 | 0 | 3.29 | 3.29 | 3.29 | 3.29
7546 | 0 | 0 | 3.36 | 3.36 | 3.36 | 3.36
7547 | 0 | 0 | 2.7124 | 2.7124 | 2.7124 | 2.7124
7548 | 0 | 0 | 3.46 | 3.46 | 3.46 | 3.46
7549 | 0 | 0 | 3.49 | 3.49 | 3.49 | 3.49
7550 | 0 | 0 | 3.49 | 3.49 | 3.49 | 3.49
7551 | 0 | 0 | 3.45 | 3.45 | 3.45 | 3.45
7552 | 0 | 0 | 3.42 | 3.42 | 3.42 | 3.42
7553 | 0 | 0 | 3.4 | 3.4 | 3.4 | 3.4
7554 | 0 | 0 | 3.4 | 3.4 | 3.4 | 3.4
7555 | 0 | 0 | 3.4 | 3.4 | 3.4 | 3.4
7556 | 0 | 0 | 3.41 | 3.41 | 3.41 | 3.41
7557 | 0 | 0 | 3.41 | 3.41 | 3.41 | 3.41
7558 | 1 | 1 | 3.41 | 3.41 | 3.41 | 3.41
7559 | 0 | 0 | 3.41 | 3.41 | 3.41 | 3.41
7560 | 0 | 0 | 3.41 | 3.41 | 3.41 | 3.41
7561 | 0 | 0 | 3.43 | 3.43 | 3.43 | 3.43
7562 | 0 | 0 | 3.43 | 3.43 | 3.43 | 3.43
7563 | 0 | 0 | 3.44 | 3.44 | 3.44 | 3.44
7564 | 0 | 0 | 3.45 | 3.45 | 3.45 | 3.45
7565 | 0 | 0 | 3.45 | 3.45 | 3.45 | 3.45
7566 | 0 | 0 | 3.45 | 3.45 | 3.45 | 3.45
7567 | 0 | 0 | 3.46 | 3.46 | 3.46 | 3.46
7568 | 0 | 0 | 3.49 | 3.49 | 3.49 | 3.49
7569 | 0 | 0 | 3.55 | 3.55 | 3.55 | 3.55
7570 | 0 | 0 | 3.62 | 3.62 | 3.62 | 3.62
7571 | 0 | 0 | 3.65 | 3.65 | 3.65 | 3.65
7572 | 0 | 0 | 3.67 | 3.67 | 3.67 | 3.67
7573 | 0 | 0 | 3.68 | 3.68 | 3.68 | 3.68
7574 | 0 | 0 | 3.68 | 3.68 | 3.68 | 3.68
7575 | 0 | 0 | 3.64 | 3.64 | 3.64 | 3.64
7576 | 0 | 0 | 3.57 | 3.57 | 3.57 | 3.57
7577 | 0 | 0 | 3.52 | 3.52 | 3.52 | 3.52
7578 | 0 | 0 | 3.48 | 3.48 | 3.48 | 3.48
7579 | 0 | 0 | 3.46 | 3.46 | 3.46 | 3.46
7580 | 0 | 0 | 3.44 | 3.44 | 3.44 | 3.44
7581 | 1 | 1 | 3.42 | 3.42 | 3.42 | 3.42
7582 | 0 | 0 | 3.4 | 3.4 | 3.4 | 3.4
7583 | 0 | 0 | 3.38 | 3.38 | 3.38 | 3.38
7584 | 0 | 0 | 3.37 | 3.37 | 3.37 | 3.37
7585 | 0 | 0 | 3.35 | 3.35 | 3.35 | 3.35
7586 | 0 | 0 | 3.34 | 3.34 | 3.34 | 3.34
7587 | 0 | 0 | 3.33 | 3.33 | 3.33 | 3.33
7588 | 0 | 0 | 3.33 | 3.33 | 3.33 | 3.33
7589 | 0 | 0 | 3.33 | 3.33 | 3.33 | 3.33
7590 | 0 | 0 | 3.34 | 3.34 | 3.34 | 3.34
7591 | 0 | 0 | 3.34 | 3.34 | 3.34 | 3.34
7592 | 0 | 0 | 3.38 | 3.38 | 3.38 | 3.38
7593 | 0 | 0 | 3.45 | 3.45 | 3.45 | 3.45
7594 | 0 | 0 | 3.52 | 3.52 | 3.52 | 3.52
7595 | 0 | 0 | 3.57 | 3.57 | 3.57 | 3.57
7596 | 0 | 0 | 3.6 | 3.6 | 3.6 | 3.6
7597 | 0 | 0 | 3.0393 | 3.0393 | 3.0393 | 3.0393
7598 | 0 | 0 | 3.62 | 3.62 | 3.62 | 3.62
7599 | 0 | 0 | 3.6 | 3.6 | 3.6 | 3.6
7600 | 0 | 0 | 3.56 | 3.56 | 3.56 | 3.56
7601 | 0 | 0 | 3.54 | 3.54 | 3.54 | 3.54
7602 | 0 | 0 | 3.51 | 3.51 | 3.51 | 3.51
7603 | 1 | 1 | 3.5 | 3.5 | 3.5 | 3.5
7604 | 0 | 0 | 2.9688 | 2.9688 | 2.9688 | 2.9688
7605 | 0 | 0 | 3.46 | 3.46 | 3.46 | 3.46
7606 | 0 | 0 | 3.44 | 3.44 | 3.44 | 3.44
7607 | 0 | 0 | 3.41 | 3.41 | 3.41 | 3.41
7608 | 1 | 1 | 3.39 | 3.39 | 3.39 | 3.39
7609 | 0 | 0 | 3.38 | 3.38 | 3.38 | 3.38
7610 | 0 | 0 | 3.35 | 3.35 | 3.35 | 3.35
7611 | 0 | 0 | 3.32 | 3.32 | 3.32 | 3.32
7612 | 0 | 0 | 3.31 | 3.31 | 3.31 | 3.31
7613 | 0 | 0 | 3.29 | 3.29 | 3.29 | 3.29
7614 | 0 | 0 | 3.28 | 3.28 | 3.28 | 3.28
7615 | 0 | 0 | 3.28 | 3.28 | 3.28 | 3.28
7616 | 0 | 0 | 3.35 | 3.35 | 3.35 | 3.35
7617 | 0 | 0 | 3.45 | 3.45 | 3.45 | 3.45
7618 | 0 | 0 | 3.56 | 3.56 | 3.56 | 3.56
7619 | 0 | 0 | 3.65 | 3.65 | 3.65 | 3.65
7620 | 0 | 0 | 3.71 | 3.71 | 3.71 | 3.71
7621 | 0 | 0 | 3.74 | 3.74 | 3.74 | 3.74
7622 | 0 | 0 | 3.73 | 3.73 | 3.73 | 3.73
7623 | 0 | 0 | 3.65 | 3.65 | 3.65 | 3.65
7624 | 0 | 0 | 3.55 | 3.55 | 3.55 | 3.55
7625 | 0 | 0 | 3.5 | 3.5 | 3.5 | 3.5
7626 | 0 | 0 | 3.46 | 3.46 | 3.46 | 3.46
7627 | 0 | 0 | 3.45 | 3.45 | 3.45 | 3.45
7628 | 0 | 0 | 3.43 | 3.43 | 3.43 | 3.43
7629 | 0 | 0 | 3.41 | 3.41 | 3.41 | 3.41
7630 | 0 | 0 | 3.38 | 3.38 | 3.38 | 3.38
7631 | 0 | 0 | 3.37 | 3.37 | 3.37 | 3.37
7632 | 0 | 0 | 3.37 | 3.37 | 3.37 | 3.37
7633 | 0 | 0 | 3.36 | 3.36 | 3.36 | 3.36
7634 | 0 | 0 | 3.36 | 3.36 | 3.36 | 3.36
7635 | 0 | 0 | 3.36 | 3.36 | 3.36 | 3.36
7636 | 0 | 0 | 2.9377 | 2.9377 | 2.9377 | 2.9377
7637 | 0 | 0 | 3.38 | 3.38 | 3.38 | 3.38
7638 | 0 | 0 | 3.4 | 3.4 | 3.4 | 3.4
7639 | 0 | 0 | 3.41 | 3.41 | 3.41 | 3.41
7640 | 0 | 0 | 3.46 | 3.46 | 3.46 | 3.46
7641 | 0 | 0 | 3.52 | 3.52 | 3.52 | 3.52
7642 | 0 | 0 | 3.59 | 3.59 | 3.59 | 3.59
7643 | 0 | 0 | 3.64 | 3.64 | 3.64 | 3.64
7644 | 0 | 0 | 3.67 | 3.67 | 3.67 | 3.67
7645 | 0 | 0 | 3.7 | 3.7 | 3.7 | 3.7
7646 | 1 | 1 | 3.7 | 3.7 | 3.7 | 3.7
7647 | 0 | 0 | 3.68 | 3.68 | 3.68 | 3.68
7648 | 0 | 0 | 3.62 | 3.62 | 3.62 | 3.62
7649 | 0 | 0 | 3.59 | 3.59 | 3.59 | 3.59
7650 | 0 | 0 | 3.56 | 3.56 | 3.56 | 3.56
7651 | 0 | 0 | 3.54 | 3.54 | 3.54 | 3.54
7652 | 0 | 0 | 3.53 | 3.53 | 3.53 | 3.53
7653 | 1 | 1 | 3.52 | 3.52 | 3.52 | 3.52
7654 | 0 | 0 | 3.5 | 3.5 | 3.5 | 3.5
7655 | 0 | 0 | 3.48 | 3.48 | 3.48 | 3.48
7656 | 0 | 0 | 3.47 | 3.47 | 3.47 | 3.47
7657 | 0 | 0 | 3.46 | 3.46 | 3.46 | 3.46
7658 | 0 | 0 | 3.45 | 3.45 | 3.45 | 3.45
7659 | 0 | 0 | 3.43 | 3.43 | 3.43 | 3.43
7660 | 0 | 0 | 3.42 | 3.42 | 3.42 | 3.42
7661 | 0 | 0 | 3.39 | 3.39 | 3.39 | 3.39
7662 | 0 | 0 | 3.39 | 3.39 | 3.39 | 3.39
7663 | 0 | 0 | 3.38 | 3.38 | 3.38 | 3.38
7664 | 0 | 0 | 3.41 | 3.41 | 3.41 | 3.41
7665 | 0 | 0 | 3.47 | 3.47 | 3.47 | 3.47
7666 | 0 | 0 | 3.54 | 3.54 | 3.54 | 3.54
7667 | 0 | 0 | 3.6 | 3.6 | 3.6 | 3.6
7668 | 0 | 0 | 3.65 | 3.65 | 3.65 | 3.65
7669 | 0 | 0 | 3.68 | 3.68 | 3.68 | 3.68
7670 | 0 | 0 | 3.69 | 3.69 | 3.69 | 3.69
7671 | 0 | 0 | 3.65 | 3.65 | 3.65 | 3.65
7672 | 0 | 0 | 3.55 | 3.55 | 3.55 | 3.55
7673 | 0 | 0 | 3.48 | 3.48 | 3.48 | 3.48
7674 | 0 | 0 | 2.6114 | 2.6114 | 2.6114 | 2.6114
7675 | 0 | 0 | 3.42 | 3.42 | 3.42 | 3.42
7676 | 0 | 0 | 3.38 | 3.38 | 3.38 | 3.38
7677 | 0 | 0 | 3.36 | 3.36 | 3.36 | 3.36
7678 | 0 | 0 | 3.33 | 3.33 | 3.33 | 3.33
7679 | 0 | 0 | 3.31 | 3.31 | 3.31 | 3.31
7680 | 0 | 0 | 3.3 | 3.3 | 3.3 | 3.3
7681 | 0 | 0 | 3.29 | 3.29 | 3.29 | 3.29
7682 | 0 | 0 | 3.28 | 3.28 | 3.28 | 3.28
7683 | 0 | 0 | 3.26 | 3.26 | 3.26 | 3.26
7684 | 0 | 0 | 3.24 | 3.24 | 3.24 | 3.24
7685 | 0 | 0 | 3.23 | 3.23 | 3.23 | 3.23
7686 | 0 | 0 | 3.24 | 3.24 | 3.24 | 3.24
7687 | 0 | 0 | 3.25 | 3.25 | 3.25 | 3.25
7688 | 0 | 0 | 3.28 | 3.28 | 3.28 | 3.28
7689 | 0 | 0 | 3.33 | 3.33 | 3.33 | 3.33
7690 | 0 | 0 | 3.41 | 3.41 | 3.41 | 3.41
7691 | 0 | 0 | 3.48 | 3.48 | 3.48 | 3.48
7692 | 0 | 0 | 3.53 | 3.53 | 3.53 | 3.53
7693 | 0 | 0 | 3.56 | 3.56 | 3.56 | 3.56
7694 | 0 | 0 | 3.57 | 3.57 | 3.57 | 3.57
7695 | 0 | 0 | 3.57 | 3.57 | 3.57 | 3.57
7696 | 0 | 0 | 3.56 | 3.56 | 3.56 | 3.56
7697 | 0 | 0 | 3.56 | 3.56 | 3.56 | 3.56
7698 | 0 | 0 | 3.56 | 3.56 | 3.56 | 3.56
7699 | 0 | 0 | 3.56 | 3.56 | 3.56 | 3.56
7700 | 0 | 0 | 3.56 | 3.56 | 3.56 | 3.56
7701 | 0 | 0 | 3.55 | 3.55 | 3.55 | 3.55
7702 | 0 | 0 | 3.55 | 3.55 | 3.55 | 3.55
7703 | 0 | 0 | 3.54 | 3.54 | 3.54 | 3.54
7704 | 0 | 0 | 3.53 | 3.53 | 3.53 | 3.53
7705 | 0 | 0 | 3.53 | 3.53 | 3.53 | 3.53
7706 | 0 | 0 | 3.53 | 3.53 | 3.53 | 3.53
7707 | 0 | 0 | 3.52 | 3.52 | 3.52 | 3.52
7708 | 0 | 0 | 3.53 | 3.53 | 3.53 | 3.53
7709 | 0 | 0 | 3.52 | 3.52 | 3.52 | 3.52
7710 | 0 | 0 | 3.52 | 3.52 | 3.52 | 3.52
7711 | 0 | 0 | 3.52 | 3.52 | 3.52 | 3.52
7712 | 0 | 0 | 3.54 | 3.54 | 3.54 | 3.54
7713 | 0 | 0 | 3.56 | 3.56 | 3.56 | 3.56
7714 | 0 | 0 | 3.59 | 3.59 | 3.59 | 3.59
7715 | 0 | 0 | 3.61 | 3.61 | 3.61 | 3.61
7716 | 0 | 0 | 3.62 | 3.62 | 3.62 | 3.62
7717 | 0 | 0 | 3.62 | 3.62 | 3.62 | 3.62
7718 | 0 | 0 | 3.61 | 3.61 | 3.61 | 3.61
7719 | 0 | 0 | 2.8451 | 2.8451 | 2.8451 | 2.8451
7720 | 0 | 0 | 3.55 | 3.55 | 3.55 | 3.55
7721 | 0 | 0 | 3.53 | 3.53 | 3.53 | 3.53
7722 | 1 | 1 | 3.5 | 3.5 | 3.5 | 3.5
7723 | 0 | 0 | 3.48 | 3.48 | 3.48 | 3.48
7724 | 0 | 0 | 3.48 | 3.48 | 3.48 | 3.48
7725 | 0 | 0 | 3.47 | 3.47 | 3.47 | 3.47
7726 | 0 | 0 | 2.9348 | 2.9348 | 2.9348 | 2.9348
7727 | 0 | 0 | 3.48 | 3.48 | 3.48 | 3.48
7728 | 0 | 0 | 3.47 | 3.47 | 3.47 | 3.47
7729 | 0 | 0 | 3.47 | 3.47 | 3.47 | 3.47
7730 | 0 | 0 | 3.46 | 3.46 | 3.46 | 3.46
7731 | 0 | 0 | 3.46 | 3.46 | 3.46 | 3.46
7732 | 0 | 0 | 3.45 | 3.45 | 3.45 | 3.45
7733 | 0 | 0 | 3.45 | 3.45 | 3.45 | 3.45
7734 | 0 | 0 | 3.43 | 3.43 | 3.43 | 3.43
7735 | 0 | 0 | 3.43 | 3.43 | 3.43 | 3.43
7736 | 0 | 0 | 3.45 | 3.45 | 3.45 | 3.45
7737 | 0 | 0 | 3.51 | 3.51 | 3.51 | 3.51
7738 | 0 | 0 | 3.57 | 3.57 | 3.57 | 3.57
7739 | 0 | 0 | 3.61 | 3.61 | 3.61 | 3.61
7740 | 0 | 0 | 3.64 | 3.64 | 3.64 | 3.64
7741 | 0 | 0 | 3.65 | 3.65 | 3.65 | 3.65
7742 | 0 | 0 | 3.64 | 3.64 | 3.64 | 3.64
7743 | 0 | 0 | 3.6 | 3.6 | 3.6 | 3.6
7744 | 0 | 0 | 3.54 | 3.54 | 3.54 | 3.54
7745 | 1 | 1 | 3.48 | 3.48 | 3.48 | 3.48
7746 | 0 | 0 | 3.45 | 3.45 | 3.45 | 3.45
7747 | 0 | 0 | 3.42 | 3.42 | 3.42 | 3.42
7748 | 0 | 0 | 3.39 | 3.39 | 3.39 | 3.39
7749 | 0 | 0 | 3.37 | 3.37 | 3.37 | 3.37
7750 | 0 | 0 | 3.32 | 3.32 | 3.32 | 3.32
7751 | 0 | 0 | 3.3 | 3.3 | 3.3 | 3.3
7752 | 0 | 0 | 3.28 | 3.28 | 3.28 | 3.28
7753 | 0 | 0 | 3.28 | 3.28 | 3.28 | 3.28
7754 | 0 | 0 | 3.27 | 3.27 | 3.27 | 3.27
7755 | 0 | 0 | 3.26 | 3.26 | 3.26 | 3.26
7756 | 0 | 0 | 3.26 | 3.26 | 3.26 | 3.26
7757 | 0 | 0 | 3.26 | 3.26 | 3.26 | 3.26
7758 | 0 | 0 | 3.26 | 3.26 | 3.26 | 3.26
7759 | 0 | 0 | 3.25 | 3.25 | 3.25 | 3.25
7760 | 0 | 0 | 3.27 | 3.27 | 3.27 | 3.27
7761 | 0 | 0 | 3.32 | 3.32 | 3.32 | 3.32
7762 | 0 | 0 | 3.36 | 3.36 | 3.36 | 3.36
7763 | 0 | 0 | 3.41 | 3.41 | 3.41 | 3.41
7764 | 0 | 0 | 3.44 | 3.44 | 3.44 | 3.44
7765 | 0 | 0 | 3.46 | 3.46 | 3.46 | 3.46
7766 | 0 | 0 | 3.46 | 3.46 | 3.46 | 3.46
7767 | 0 | 0 | 3.45 | 3.45 | 3.45 | 3.45
7768 | 0 | 0 | 3.42 | 3.42 | 3.42 | 3.42
7769 | 0 | 0 | 3.39 | 3.39 | 3.39 | 3.39
7770 | 0 | 0 | 2.5894 | 2.5894 | 2.5894 | 2.5894
7771 | 0 | 0 | 3.36 | 3.36 | 3.36 | 3.36
7772 | 0 | 0 | 3.34 | 3.34 | 3.34 | 3.34
7773 | 0 | 0 | 3.33 | 3.33 | 3.33 | 3.33
7774 | 0 | 0 | 3.34 | 3.34 | 3.34 | 3.34
7775 | 0 | 0 | 3.33 | 3.33 | 3.33 | 3.33
7776 | 0 | 0 | 3.32 | 3.32 | 3.32 | 3.32
7777 | 0 | 0 | 3.32 | 3.32 | 3.32 | 3.32
7778 | 0 | 0 | 3.31 | 3.31 | 3.31 | 3.31
7779 | 0 | 0 | 3.32 | 3.32 | 3.32 | 3.32
7780 | 0 | 0 | 3.32 | 3.32 | 3.32 | 3.32
7781 | 0 | 0 | 3.33 | 3.33 | 3.33 | 3.33
7782 | 0 | 0 | 3.34 | 3.34 | 3.34 | 3.34
7783 | 0 | 0 | 3.35 | 3.35 | 3.35 | 3.35
7784 | 0 | 0 | 3.38 | 3.38 | 3.38 | 3.38
7785 | 0 | 0 | 3.42 | 3.42 | 3.42 | 3.42
7786 | 0 | 0 | 3.47 | 3.47 | 3.47 | 3.47
7787 | 0 | 0 | 3.53 | 3.53 | 3.53 | 3.53
7788 | 0 | 0 | 3.58 | 3.58 | 3.58 | 3.58
7789 | 0 | 0 | 3.62 | 3.62 | 3.62 | 3.62
7790 | 0 | 0 | 3.63 | 3.63 | 3.63 | 3.63
7791 | 0 | 0 | 3.62 | 3.62 | 3.62 | 3.62
7792 | 0 | 0 | 3.58 | 3.58 | 3.58 | 3.58
7793 | 0 | 0 | 3.55 | 3.55 | 3.55 | 3.55
7794 | 0 | 0 | 3.54 | 3.54 | 3.54 | 3.54
7795 | 1 | 1 | 3.52 | 3.52 | 3.52 | 3.52
7796 | 0 | 0 | 2.8383 | 2.8383 | 2.8383 | 2.8383
7797 | 0 | 0 | 3.5 | 3.5 | 3.5 | 3.5
7798 | 0 | 0 | 3.48 | 3.48 | 3.48 | 3.48
7799 | 0 | 0 | 3.46 | 3.46 | 3.46 | 3.46
7800 | 0 | 0 | 3.44 | 3.44 | 3.44 | 3.44
7801 | 0 | 0 | 3.44 | 3.44 | 3.44 | 3.44
7802 | 0 | 0 | 3.44 | 3.44 | 3.44 | 3.44
7803 | 0 | 0 | 3.44 | 3.44 | 3.44 | 3.44
7804 | 0 | 0 | 3.45 | 3.45 | 3.45 | 3.45
7805 | 0 | 0 | 3.44 | 3.44 | 3.44 | 3.44
7806 | 0 | 0 | 3.44 | 3.44 | 3.44 | 3.44
7807 | 0 | 0 | 3.45 | 3.45 | 3.45 | 3.45
7808 | 0 | 0 | 3.47 | 3.47 | 3.47 | 3.47
7809 | 0 | 0 | 3.52 | 3.52 | 3.52 | 3.52
7810 | 0 | 0 | 3.59 | 3.59 | 3.59 | 3.59
7811 | 0 | 0 | 3.65 | 3.65 | 3.65 | 3.65
7812 | 0 | 0 | 3.69 | 3.69 | 3.69 | 3.69
7813 | 0 | 0 | 3.71 | 3.71 | 3.71 | 3.71
7814 | 0 | 0 | 3.69 | 3.69 | 3.69 | 3.69
7815 | 0 | 0 | 3.64 | 3.64 | 3.64 | 3.64
7816 | 0 | 0 | 3.58 | 3.58 | 3.58 | 3.58
7817 | 0 | 0 | 3.55 | 3.55 | 3.55 | 3.55
7818 | 0 | 0 | 3.52 | 3.52 | 3.52 | 3.52
7819 | 0 | 0 | 3.51 | 3.51 | 3.51 | 3.51
7820 | 0 | 0 | 3.49 | 3.49 | 3.49 | 3.49
7821 | 0 | 0 | 3.47 | 3.47 | 3.47 | 3.47
7822 | 0 | 0 | 3.46 | 3.46 | 3.46 | 3.46
7823 | 0 | 0 | 3.46 | 3.46 | 3.46 | 3.46
7824 | 0 | 0 | 3.46 | 3.46 | 3.46 | 3.46
7825 | 0 | 0 | 3.46 | 3.46 | 3.46 | 3.46
7826 | 0 | 0 | 3.45 | 3.45 | 3.45 | 3.45
7827 | 0 | 0 | 3.45 | 3.45 | 3.45 | 3.45
7828 | 0 | 0 | 3.46 | 3.46 | 3.46 | 3.46
7829 | 0 | 0 | 3.46 | 3.46 | 3.46 | 3.46
7830 | 0 | 0 | 3.47 | 3.47 | 3.47 | 3.47
7831 | 0 | 0 | 3.48 | 3.48 | 3.48 | 3.48
7832 | 0 | 0 | 2.8611 | 2.8611 | 2.8611 | 2.8611
7833 | 0 | 0 | 3.63 | 3.63 | 3.63 | 3.63
7834 | 0 | 0 | 3.74 | 3.74 | 3.74 | 3.74
7835 | 0 | 0 | 3.84 | 3.84 | 3.84 | 3.84
7836 | 0 | 0 | 3.9 | 3.9 | 3.9 | 3.9
7837 | 0 | 0 | 3.93 | 3.93 | 3.93 | 3.93
7838 | 0 | 0 | 3.92 | 3.92 | 3.92 | 3.92
7839 | 0 | 0 | 3.87 | 3.87 | 3.87 | 3.87
7840 | 0 | 0 | 3.82 | 3.82 | 3.82 | 3.82
7841 | 0 | 0 | 3.77 | 3.77 | 3.77 | 3.77
7842 | 0 | 0 | 3.73 | 3.73 | 3.73 | 3.73
7843 | 0 | 0 | 3.7 | 3.7 | 3.7 | 3.7
7844 | 0 | 0 | 3.65 | 3.65 | 3.65 | 3.65
7845 | 1 | 1 | 3.63 | 3.63 | 3.63 | 3.63
7846 | 0 | 0 | 3.61 | 3.61 | 3.61 | 3.61
7847 | 0 | 0 | 3.58 | 3.58 | 3.58 | 3.58
7848 | 0 | 0 | 3.55 | 3.55 | 3.55 | 3.55
7849 | 0 | 0 | 3.53 | 3.53 | 3.53 | 3.53
7850 | 0 | 0 | 3.5 | 3.5 | 3.5 | 3.5
7851 | 0 | 0 | 3.48 | 3.48 | 3.48 | 3.48
7852 | 0 | 0 | 3.47 | 3.47 | 3.47 | 3.47
7853 | 0 | 0 | 3.45 | 3.45 | 3.45 | 3.45
7854 | 0 | 0 | 3.44 | 3.44 | 3.44 | 3.44
7855 | 0 | 0 | 3.43 | 3.43 | 3.43 | 3.43
7856 | 0 | 0 | 3.45 | 3.45 | 3.45 | 3.45
7857 | 0 | 0 | 3.54 | 3.54 | 3.54 | 3.54
7858 | 0 | 0 | 3.65 | 3.65 | 3.65 | 3.65
7859 | 0 | 0 | 3.73 | 3.73 | 3.73 | 3.73
7860 | 0 | 0 | 3.79 | 3.79 | 3.79 | 3.79
7861 | 0 | 0 | 3.82 | 3.82 | 3.82 | 3.82
7862 | 0 | 0 | 3.81 | 3.81 | 3.81 | 3.81
7863 | 0 | 0 | 3.74 | 3.74 | 3.74 | 3.74
7864 | 0 | 0 | 3.65 | 3.65 | 3.65 | 3.65
7865 | 0 | 0 | 3.58 | 3.58 | 3.58 | 3.58
7866 | 0 | 0 | 3.53 | 3.53 | 3.53 | 3.53
7867 | 0 | 0 | 3.49 | 3.49 | 3.49 | 3.49
7868 | 0 | 0 | 3.46 | 3.46 | 3.46 | 3.46
7869 | 0 | 0 | 3.45 | 3.45 | 3.45 | 3.45
7870 | 1 | 1 | 3.43 | 3.43 | 3.43 | 3.43
7871 | 0 | 0 | 3.41 | 3.41 | 3.41 | 3.41
7872 | 0 | 0 | 3.39 | 3.39 | 3.39 | 3.39
7873 | 0 | 0 | 3.39 | 3.39 | 3.39 | 3.39
7874 | 0 | 0 | 3.39 | 3.39 | 3.39 | 3.39
7875 | 0 | 0 | 3.4 | 3.4 | 3.4 | 3.4
7876 | 0 | 0 | 3.42 | 3.42 | 3.42 | 3.42
7877 | 0 | 0 | 2.8878 | 2.8878 | 2.8878 | 2.8878
7878 | 0 | 0 | 3.43 | 3.43 | 3.43 | 3.43
7879 | 0 | 0 | 3.43 | 3.43 | 3.43 | 3.43
7880 | 0 | 0 | 3.45 | 3.45 | 3.45 | 3.45
7881 | 0 | 0 | 3.49 | 3.49 | 3.49 | 3.49
7882 | 0 | 0 | 3.54 | 3.54 | 3.54 | 3.54
7883 | 0 | 0 | 3.58 | 3.58 | 3.58 | 3.58
7884 | 0 | 0 | 3.61 | 3.61 | 3.61 | 3.61
7885 | 0 | 0 | 3.63 | 3.63 | 3.63 | 3.63
7886 | 0 | 0 | 3.63 | 3.63 | 3.63 | 3.63
7887 | 0 | 0 | 3.61 | 3.61 | 3.61 | 3.61
7888 | 0 | 0 | 3.59 | 3.59 | 3.59 | 3.59
7889 | 0 | 0 | 3.57 | 3.57 | 3.57 | 3.57
7890 | 0 | 0 | 3.56 | 3.56 | 3.56 | 3.56
7891 | 0 | 0 | 3.55 | 3.55 | 3.55 | 3.55
7892 | 0 | 0 | 3.55 | 3.55 | 3.55 | 3.55
7893 | 0 | 0 | 3.55 | 3.55 | 3.55 | 3.55
7894 | 0 | 0 | 3.54 | 3.54 | 3.54 | 3.54
7895 | 0 | 0 | 3.54 | 3.54 | 3.54 | 3.54
7896 | 0 | 0 | 3.52 | 3.52 | 3.52 | 3.52
7897 | 0 | 0 | 3.53 | 3.53 | 3.53 | 3.53
7898 | 0 | 0 | 3.54 | 3.54 | 3.54 | 3.54
7899 | 0 | 0 | 3.54 | 3.54 | 3.54 | 3.54
7900 | 0 | 0 | 3.56 | 3.56 | 3.56 | 3.56
7901 | 0 | 0 | 3.57 | 3.57 | 3.57 | 3.57
7902 | 0 | 0 | 3.58 | 3.58 | 3.58 | 3.58
7903 | 0 | 0 | 3.6 | 3.6 | 3.6 | 3.6
7904 | 0 | 0 | 3.63 | 3.63 | 3.63 | 3.63
7905 | 0 | 0 | 3.69 | 3.69 | 3.69 | 3.69
7906 | 0 | 0 | 3.1008 | 3.1008 | 3.1008 | 3.1008
7907 | 0 | 0 | 3.83 | 3.83 | 3.83 | 3.83
7908 | 0 | 0 | 3.87 | 3.87 | 3.87 | 3.87
7909 | 0 | 0 | 3.9 | 3.9 | 3.9 | 3.9
7910 | 0 | 0 | 3.91 | 3.91 | 3.91 | 3.91
7911 | 0 | 0 | 3.88 | 3.88 | 3.88 | 3.88
7912 | 0 | 0 | 3.84 | 3.84 | 3.84 | 3.84
7913 | 0 | 0 | 3.82 | 3.82 | 3.82 | 3.82
7914 | 0 | 0 | 3.81 | 3.81 | 3.81 | 3.81
7915 | 0 | 0 | 3.8 | 3.8 | 3.8 | 3.8
7916 | 1 | 1 | 3.79 | 3.79 | 3.79 | 3.79
7917 | 0 | 0 | 3.78 | 3.78 | 3.78 | 3.78
7918 | 0 | 0 | 3.77 | 3.77 | 3.77 | 3.77
7919 | 0 | 0 | 3.76 | 3.76 | 3.76 | 3.76
7920 | 0 | 0 | 3.73 | 3.73 | 3.73 | 3.73
7921 | 0 | 0 | 3.73 | 3.73 | 3.73 | 3.73
7922 | 0 | 0 | 3.72 | 3.72 | 3.72 | 3.72
7923 | 0 | 0 | 3.72 | 3.72 | 3.72 | 3.72
7924 | 0 | 0 | 3.72 | 3.72 | 3.72 | 3.72
7925 | 0 | 0 | 3.71 | 3.71 | 3.71 | 3.71
7926 | 0 | 0 | 3.72 | 3.72 | 3.72 | 3.72
7927 | 0 | 0 | 3.73 | 3.73 | 3.73 | 3.73
7928 | 0 | 0 | 3.76 | 3.76 | 3.76 | 3.76
7929 | 0 | 0 | 3.79 | 3.79 | 3.79 | 3.79
7930 | 0 | 0 | 3.83 | 3.83 | 3.83 | 3.83
7931 | 0 | 0 | 3.87 | 3.87 | 3.87 | 3.87
7932 | 0 | 0 | 3.9 | 3.9 | 3.9 | 3.9
7933 | 0 | 0 | 3.92 | 3.92 | 3.92 | 3.92
7934 | 0 | 0 | 3.93 | 3.93 | 3.93 | 3.93
7935 | 0 | 0 | 3.93 | 3.93 | 3.93 | 3.93
7936 | 0 | 0 | 3.9 | 3.9 | 3.9 | 3.9
7937 | 1 | 1 | 3.9 | 3.9 | 3.9 | 3.9
7938 | 0 | 0 | 3.89 | 3.89 | 3.89 | 3.89
7939 | 0 | 0 | 3.89 | 3.89 | 3.89 | 3.89
7940 | 0 | 0 | 3.89 | 3.89 | 3.89 | 3.89
7941 | 0 | 0 | 3.9 | 3.9 | 3.9 | 3.9
7942 | 0 | 0 | 3.91 | 3.91 | 3.91 | 3.91
7943 | 0 | 0 | 3.91 | 3.91 | 3.91 | 3.91
7944 | 0 | 0 | 3.91 | 3.91 | 3.91 | 3.91
7945 | 0 | 0 | 3.91 | 3.91 | 3.91 | 3.91
7946 | 0 | 0 | 3.91 | 3.91 | 3.91 | 3.91
7947 | 0 | 0 | 3.92 | 3.92 | 3.92 | 3.92
7948 | 0 | 0 | 3.91 | 3.91 | 3.91 | 3.91
7949 | 0 | 0 | 3.91 | 3.91 | 3.91 | 3.91
7950 | 0 | 0 | 3.91 | 3.91 | 3.91 | 3.91
7951 | 0 | 0 | 3.92 | 3.92 | 3.92 | 3.92
7952 | 0 | 0 | 3.93 | 3.93 | 3.93 | 3.93
7953 | 0 | 0 | 3.96 | 3.96 | 3.96 | 3.96
7954 | 0 | 0 | 3.98 | 3.98 | 3.98 | 3.98
7955 | 0 | 0 | 4 | 4 | 4 | 4
7956 | 0 | 0 | 4 | 4 | 4 | 4
7957 | 0 | 0 | 3.99 | 3.99 | 3.99 | 3.99
7958 | 0 | 0 | 3.98 | 3.98 | 3.98 | 3.98
7959 | 0 | 0 | 3.96 | 3.96 | 3.96 | 3.96
7960 | 0 | 0 | 2.9262 | 2.9262 | 2.9262 | 2.9262
7961 | 0 | 0 | 3.92 | 3.92 | 3.92 | 3.92
7962 | 0 | 0 | 3.91 | 3.91 | 3.91 | 3.91
7963 | 0 | 0 | 3.89 | 3.89 | 3.89 | 3.89
7964 | 0 | 0 | 3.88 | 3.88 | 3.88 | 3.88
7965 | 0 | 0 | 3.87 | 3.87 | 3.87 | 3.87
7966 | 0 | 0 | 3.87 | 3.87 | 3.87 | 3.87
7967 | 0 | 0 | 3.85 | 3.85 | 3.85 | 3.85
7968 | 0 | 0 | 3.83 | 3.83 | 3.83 | 3.83
7969 | 0 | 0 | 3.81 | 3.81 | 3.81 | 3.81
7970 | 0 | 0 | 3.78 | 3.78 | 3.78 | 3.78
7971 | 0 | 0 | 3.74 | 3.74 | 3.74 | 3.74
7972 | 0 | 0 | 3.7 | 3.7 | 3.7 | 3.7
7973 | 0 | 0 | 3.67 | 3.67 | 3.67 | 3.67
7974 | 0 | 0 | 3.64 | 3.64 | 3.64 | 3.64
7975 | 0 | 0 | 3.6 | 3.6 | 3.6 | 3.6
7976 | 0 | 0 | 2.8496 | 2.8496 | 2.8496 | 2.8496
7977 | 0 | 0 | 3.62 | 3.62 | 3.62 | 3.62
7978 | 0 | 0 | 3.65 | 3.65 | 3.65 | 3.65
7979 | 0 | 0 | 3.68 | 3.68 | 3.68 | 3.68
7980 | 0 | 0 | 3.68 | 3.68 | 3.68 | 3.68
7981 | 0 | 0 | 3.67 | 3.67 | 3.67 | 3.67
7982 | 0 | 0 | 3.64 | 3.64 | 3.64 | 3.64
7983 | 0 | 0 | 3.59 | 3.59 | 3.59 | 3.59
7984 | 0 | 0 | 3.52 | 3.52 | 3.52 | 3.52
7985 | 0 | 0 | 3.48 | 3.48 | 3.48 | 3.48
7986 | 0 | 0 | 3.44 | 3.44 | 3.44 | 3.44
7987 | 0 | 0 | 3.4 | 3.4 | 3.4 | 3.4
7988 | 0 | 0 | 3.38 | 3.38 | 3.38 | 3.38
7989 | 0 | 0 | 3.35 | 3.35 | 3.35 | 3.35
7990 | 0 | 0 | 3.31 | 3.31 | 3.31 | 3.31
7991 | 0 | 0 | 3.29 | 3.29 | 3.29 | 3.29
7992 | 0 | 0 | 3.27 | 3.27 | 3.27 | 3.27
7993 | 0 | 0 | 3.26 | 3.26 | 3.26 | 3.26
7994 | 0 | 0 | 3.25 | 3.25 | 3.25 | 3.25
7995 | 0 | 0 | 3.24 | 3.24 | 3.24 | 3.24
7996 | 0 | 0 | 3.23 | 3.23 | 3.23 | 3.23
7997 | 0 | 0 | 3.21 | 3.21 | 3.21 | 3.21
7998 | 0 | 0 | 3.19 | 3.19 | 3.19 | 3.19
7999 | 0 | 0 | 3.19 | 3.19 | 3.19 | 3.19
8000 | 0 | 0 | 3.2 | 3.2 | 3.2 | 3.2
8001 | 0 | 0 | 3.29 | 3.29 | 3.29 | 3.29
8002 | 0 | 0 | 3.4 | 3.4 | 3.4 | 3.4
8003 | 0 | 0 | 3.48 | 3.48 | 3.48 | 3.48
8004 | 0 | 0 | 3.53 | 3.53 | 3.53 | 3.53
8005 | 0 | 0 | 3.55 | 3.55 | 3.55 | 3.55
8006 | 0 | 0 | 3.53 | 3.53 | 3.53 | 3.53
8007 | 0 | 0 | 3.46 | 3.46 | 3.46 | 3.46
8008 | 0 | 0 | 3.35 | 3.35 | 3.35 | 3.35
8009 | 0 | 0 | 3.28 | 3.28 | 3.28 | 3.28
8010 | 0 | 0 | 3.23 | 3.23 | 3.23 | 3.23
8011 | 0 | 0 | 3.18 | 3.18 | 3.18 | 3.18
8012 | 0 | 0 | 3.15 | 3.15 | 3.15 | 3.15
8013 | 0 | 0 | 3.13 | 3.13 | 3.13 | 3.13
8014 | 0 | 0 | 3.11 | 3.11 | 3.11 | 3.11
8015 | 0 | 0 | 3.1 | 3.1 | 3.1 | 3.1
8016 | 0 | 0 | 3.1 | 3.1 | 3.1 | 3.1
8017 | 0 | 0 | 3.09 | 3.09 | 3.09 | 3.09
8018 | 0 | 0 | 3.08 | 3.08 | 3.08 | 3.08
8019 | 0 | 0 | 3.08 | 3.08 | 3.08 | 3.08
8020 | 0 | 0 | 3.08 | 3.08 | 3.08 | 3.08
8021 | 0 | 0 | 3.08 | 3.08 | 3.08 | 3.08
8022 | 0 | 0 | 3.08 | 3.08 | 3.08 | 3.08
8023 | 0 | 0 | 3.09 | 3.09 | 3.09 | 3.09
8024 | 0 | 0 | 3.1 | 3.1 | 3.1 | 3.1
8025 | 0 | 0 | 3.15 | 3.15 | 3.15 | 3.15
8026 | 0 | 0 | 3.2 | 3.2 | 3.2 | 3.2
8027 | 0 | 0 | 3.25 | 3.25 | 3.25 | 3.25
8028 | 0 | 0 | 3.28 | 3.28 | 3.28 | 3.28
8029 | 0 | 0 | 3.3 | 3.3 | 3.3 | 3.3
8030 | 0 | 0 | 3.3 | 3.3 | 3.3 | 3.3
8031 | 0 | 0 | 3.28 | 3.28 | 3.28 | 3.28
8032 | 1 | 1 | 3.25 | 3.25 | 3.25 | 3.25
8033 | 1 | 1 | 3.24 | 3.24 | 3.24 | 3.24
8034 | 0 | 0 | 3.23 | 3.23 | 3.23 | 3.23
8035 | 0 | 0 | 3.22 | 3.22 | 3.22 | 3.22
8036 | 0 | 0 | 3.22 | 3.22 | 3.22 | 3.22
8037 | 0 | 0 | 3.21 | 3.21 | 3.21 | 3.21
8038 | 0 | 0 | 3.2 | 3.2 | 3.2 | 3.2
8039 | 0 | 0 | 2.7489 | 2.7489 | 2.7489 | 2.7489
8040 | 0 | 0 | 3.18 | 3.18 | 3.18 | 3.18
8041 | 0 | 0 | 3.17 | 3.17 | 3.17 | 3.17
8042 | 0 | 0 | 3.16 | 3.16 | 3.16 | 3.16
8043 | 0 | 0 | 3.16 | 3.16 | 3.16 | 3.16
8044 | 0 | 0 | 3.16 | 3.16 | 3.16 | 3.16
8045 | 0 | 0 | 3.16 | 3.16 | 3.16 | 3.16
8046 | 0 | 0 | 3.16 | 3.16 | 3.16 | 3.16
8047 | 0 | 0 | 3.16 | 3.16 | 3.16 | 3.16
8048 | 0 | 0 | 3.17 | 3.17 | 3.17 | 3.17
8049 | 0 | 0 | 3.23 | 3.23 | 3.23 | 3.23
8050 | 0 | 0 | 3.31 | 3.31 | 3.31 | 3.31
8051 | 0 | 0 | 3.38 | 3.38 | 3.38 | 3.38
8052 | 0 | 0 | 3.43 | 3.43 | 3.43 | 3.43
8053 | 0 | 0 | 3.46 | 3.46 | 3.46 | 3.46
8054 | 0 | 0 | 3.46 | 3.46 | 3.46 | 3.46
8055 | 0 | 0 | 3.42 | 3.42 | 3.42 | 3.42
8056 | 0 | 0 | 3.39 | 3.39 | 3.39 | 3.39
8057 | 0 | 0 | 3.36 | 3.36 | 3.36 | 3.36
8058 | 0 | 0 | 3.34 | 3.34 | 3.34 | 3.34
8059 | 0 | 0 | 3.34 | 3.34 | 3.34 | 3.34
8060 | 0 | 0 | 3.33 | 3.33 | 3.33 | 3.33
8061 | 0 | 0 | 3.33 | 3.33 | 3.33 | 3.33
8062 | 1 | 1 | 3.33 | 3.33 | 3.33 | 3.33
8063 | 0 | 0 | 3.32 | 3.32 | 3.32 | 3.32
8064 | 0 | 0 | 3.29 | 3.29 | 3.29 | 3.29
8065 | 0 | 0 | 3.29 | 3.29 | 3.29 | 3.29
8066 | 0 | 0 | 3.28 | 3.28 | 3.28 | 3.28
8067 | 0 | 0 | 2.8428 | 2.8428 | 2.8428 | 2.8428
8068 | 0 | 0 | 3.26 | 3.26 | 3.26 | 3.26
8069 | 0 | 0 | 3.26 | 3.26 | 3.26 | 3.26
8070 | 0 | 0 | 3.25 | 3.25 | 3.25 | 3.25
8071 | 0 | 0 | 3.25 | 3.25 | 3.25 | 3.25
8072 | 0 | 0 | 3.28 | 3.28 | 3.28 | 3.28
8073 | 0 | 0 | 3.34 | 3.34 | 3.34 | 3.34
8074 | 0 | 0 | 3.42 | 3.42 | 3.42 | 3.42
8075 | 0 | 0 | 3.48 | 3.48 | 3.48 | 3.48
8076 | 0 | 0 | 3.53 | 3.53 | 3.53 | 3.53
8077 | 0 | 0 | 3.56 | 3.56 | 3.56 | 3.56
8078 | 0 | 0 | 3.56 | 3.56 | 3.56 | 3.56
8079 | 0 | 0 | 3.51 | 3.51 | 3.51 | 3.51
8080 | 0 | 0 | 3.45 | 3.45 | 3.45 | 3.45
8081 | 0 | 0 | 3.41 | 3.41 | 3.41 | 3.41
8082 | 0 | 0 | 3.38 | 3.38 | 3.38 | 3.38
8083 | 1 | 1 | 3.35 | 3.35 | 3.35 | 3.35
8084 | 0 | 0 | 3.34 | 3.34 | 3.34 | 3.34
8085 | 0 | 0 | 3.32 | 3.32 | 3.32 | 3.32
8086 | 0 | 0 | 3.3 | 3.3 | 3.3 | 3.3
8087 | 0 | 0 | 3.27 | 3.27 | 3.27 | 3.27
8088 | 0 | 0 | 3.24 | 3.24 | 3.24 | 3.24
8089 | 0 | 0 | 3.21 | 3.21 | 3.21 | 3.21
8090 | 0 | 0 | 3.19 | 3.19 | 3.19 | 3.19
8091 | 0 | 0 | 3.16 | 3.16 | 3.16 | 3.16
8092 | 0 | 0 | 3.15 | 3.15 | 3.15 | 3.15
8093 | 0 | 0 | 3.14 | 3.14 | 3.14 | 3.14
8094 | 0 | 0 | 3.13 | 3.13 | 3.13 | 3.13
8095 | 0 | 0 | 3.12 | 3.12 | 3.12 | 3.12
8096 | 0 | 0 | 3.15 | 3.15 | 3.15 | 3.15
8097 | 0 | 0 | 2.8162 | 2.8162 | 2.8162 | 2.8162
8098 | 0 | 0 | 3.32 | 3.32 | 3.32 | 3.32
8099 | 0 | 0 | 3.41 | 3.41 | 3.41 | 3.41
8100 | 0 | 0 | 3.48 | 3.48 | 3.48 | 3.48
8101 | 0 | 0 | 3.52 | 3.52 | 3.52 | 3.52
8102 | 0 | 0 | 3.52 | 3.52 | 3.52 | 3.52
8103 | 0 | 0 | 3.43 | 3.43 | 3.43 | 3.43
8104 | 0 | 0 | 3.32 | 3.32 | 3.32 | 3.32
8105 | 0 | 0 | 3.25 | 3.25 | 3.25 | 3.25
8106 | 0 | 0 | 3.2 | 3.2 | 3.2 | 3.2
8107 | 0 | 0 | 3.17 | 3.17 | 3.17 | 3.17
8108 | 0 | 0 | 3.13 | 3.13 | 3.13 | 3.13
8109 | 0 | 0 | 3.11 | 3.11 | 3.11 | 3.11
8110 | 0 | 0 | 3.09 | 3.09 | 3.09 | 3.09
8111 | 0 | 0 | 3.06 | 3.06 | 3.06 | 3.06
8112 | 1 | 1 | 3.04 | 3.04 | 3.04 | 3.04
8113 | 0 | 0 | 3.03 | 3.03 | 3.03 | 3.03
8114 | 0 | 0 | 3.02 | 3.02 | 3.02 | 3.02
8115 | 0 | 0 | 3 | 3 | 3 | 3
8116 | 0 | 0 | 2.98 | 2.98 | 2.98 | 2.98
8117 | 0 | 0 | 2.97 | 2.97 | 2.97 | 2.97
8118 | 0 | 0 | 2.97 | 2.97 | 2.97 | 2.97
8119 | 0 | 0 | 2.96 | 2.96 | 2.96 | 2.96
8120 | 0 | 0 | 2.99 | 2.99 | 2.99 | 2.99
8121 | 0 | 0 | 2.7135 | 2.7135 | 2.7135 | 2.7135
8122 | 0 | 0 | 3.17 | 3.17 | 3.17 | 3.17
8123 | 0 | 0 | 3.26 | 3.26 | 3.26 | 3.26
8124 | 0 | 0 | 3.32 | 3.32 | 3.32 | 3.32
8125 | 0 | 0 | 3.34 | 3.34 | 3.34 | 3.34
8126 | 0 | 0 | 3.32 | 3.32 | 3.32 | 3.32
8127 | 0 | 0 | 3.25 | 3.25 | 3.25 | 3.25
8128 | 0 | 0 | 3.18 | 3.18 | 3.18 | 3.18
8129 | 0 | 0 | 3.15 | 3.15 | 3.15 | 3.15
8130 | 0 | 0 | 3.14 | 3.14 | 3.14 | 3.14
8131 | 1 | 1 | 3.12 | 3.12 | 3.12 | 3.12
8132 | 0 | 0 | 3.11 | 3.11 | 3.11 | 3.11
8133 | 0 | 0 | 3.1 | 3.1 | 3.1 | 3.1
8134 | 0 | 0 | 3.09 | 3.09 | 3.09 | 3.09
8135 | 0 | 0 | 3.08 | 3.08 | 3.08 | 3.08
8136 | 0 | 0 | 3.07 | 3.07 | 3.07 | 3.07
8137 | 0 | 0 | 3.08 | 3.08 | 3.08 | 3.08
8138 | 0 | 0 | 3.1 | 3.1 | 3.1 | 3.1
8139 | 0 | 0 | 3.11 | 3.11 | 3.11 | 3.11
8140 | 0 | 0 | 3.12 | 3.12 | 3.12 | 3.12
8141 | 0 | 0 | 3.13 | 3.13 | 3.13 | 3.13
8142 | 0 | 0 | 3.14 | 3.14 | 3.14 | 3.14
8143 | 0 | 0 | 3.16 | 3.16 | 3.16 | 3.16
8144 | 0 | 0 | 3.19 | 3.19 | 3.19 | 3.19
8145 | 0 | 0 | 3.25 | 3.25 | 3.25 | 3.25
8146 | 0 | 0 | 3.31 | 3.31 | 3.31 | 3.31
8147 | 0 | 0 | 3.38 | 3.38 | 3.38 | 3.38
8148 | 0 | 0 | 3.44 | 3.44 | 3.44 | 3.44
8149 | 1 | 1 | 3.48 | 3.48 | 3.48 | 3.48
8150 | 0 | 0 | 3.49 | 3.49 | 3.49 | 3.49
8151 | 0 | 0 | 3.48 | 3.48 | 3.48 | 3.48
8152 | 0 | 0 | 3.46 | 3.46 | 3.46 | 3.46
8153 | 0 | 0 | 3.46 | 3.46 | 3.46 | 3.46
8154 | 0 | 0 | 3.48 | 3.48 | 3.48 | 3.48
8155 | 0 | 0 | 3.5 | 3.5 | 3.5 | 3.5
8156 | 0 | 0 | 3.52 | 3.52 | 3.52 | 3.52
8157 | 0 | 0 | 3.54 | 3.54 | 3.54 | 3.54
8158 | 0 | 0 | 3.57 | 3.57 | 3.57 | 3.57
8159 | 0 | 0 | 3.6 | 3.6 | 3.6 | 3.6
8160 | 0 | 0 | 3.62 | 3.62 | 3.62 | 3.62
8161 | 0 | 0 | 3.65 | 3.65 | 3.65 | 3.65
8162 | 0 | 0 | 3.68 | 3.68 | 3.68 | 3.68
8163 | 0 | 0 | 3.72 | 3.72 | 3.72 | 3.72
8164 | 0 | 0 | 3.74 | 3.74 | 3.74 | 3.74
8165 | 0 | 0 | 3.76 | 3.76 | 3.76 | 3.76
8166 | 0 | 0 | 3.77 | 3.77 | 3.77 | 3.77
8167 | 0 | 0 | 3.3018 | 3.3018 | 3.3018 | 3.3018
8168 | 0 | 0 | 3.78 | 3.78 | 3.78 | 3.78
8169 | 0 | 0 | 3.81 | 3.81 | 3.81 | 3.81
8170 | 0 | 0 | 3.84 | 3.84 | 3.84 | 3.84
8171 | 0 | 0 | 3.87 | 3.87 | 3.87 | 3.87
8172 | 0 | 0 | 3.88 | 3.88 | 3.88 | 3.88
8173 | 0 | 0 | 3.88 | 3.88 | 3.88 | 3.88
8174 | 0 | 0 | 3.87 | 3.87 | 3.87 | 3.87
8175 | 0 | 0 | 3.84 | 3.84 | 3.84 | 3.84
8176 | 0 | 0 | 3.81 | 3.81 | 3.81 | 3.81
8177 | 0 | 0 | 3.79 | 3.79 | 3.79 | 3.79
8178 | 0 | 0 | 3.77 | 3.77 | 3.77 | 3.77
8179 | 0 | 0 | 3.76 | 3.76 | 3.76 | 3.76
8180 | 0 | 0 | 3.76 | 3.76 | 3.76 | 3.76
8181 | 0 | 0 | 3.76 | 3.76 | 3.76 | 3.76
8182 | 0 | 0 | 3.76 | 3.76 | 3.76 | 3.76
8183 | 0 | 0 | 3.76 | 3.76 | 3.76 | 3.76
8184 | 0 | 0 | 3.75 | 3.75 | 3.75 | 3.75
8185 | 0 | 0 | 3.75 | 3.75 | 3.75 | 3.75
8186 | 0 | 0 | 3.75 | 3.75 | 3.75 | 3.75
8187 | 0 | 0 | 3.76 | 3.76 | 3.76 | 3.76
8188 | 0 | 0 | 3.76 | 3.76 | 3.76 | 3.76
8189 | 0 | 0 | 3.77 | 3.77 | 3.77 | 3.77
8190 | 0 | 0 | 3.77 | 3.77 | 3.77 | 3.77
8191 | 0 | 0 | 3.78 | 3.78 | 3.78 | 3.78
8192 | 0 | 0 | 3.8 | 3.8 | 3.8 | 3.8
8193 | 0 | 0 | 3.85 | 3.85 | 3.85 | 3.85
8194 | 0 | 0 | 3.9 | 3.9 | 3.9 | 3.9
8195 | 0 | 0 | 3.95 | 3.95 | 3.95 | 3.95
8196 | 0 | 0 | 3.98 | 3.98 | 3.98 | 3.98
8197 | 0 | 0 | 3.99 | 3.99 | 3.99 | 3.99
8198 | 0 | 0 | 3.99 | 3.99 | 3.99 | 3.99
8199 | 0 | 0 | 3.97 | 3.97 | 3.97 | 3.97
8200 | 0 | 0 | 3.93 | 3.93 | 3.93 | 3.93
8201 | 0 | 0 | 3.9 | 3.9 | 3.9 | 3.9
8202 | 0 | 0 | 3.89 | 3.89 | 3.89 | 3.89
8203 | 0 | 0 | 3.88 | 3.88 | 3.88 | 3.88
8204 | 0 | 0 | 3.86 | 3.86 | 3.86 | 3.86
8205 | 0 | 0 | 3.84 | 3.84 | 3.84 | 3.84
8206 | 0 | 0 | 3.82 | 3.82 | 3.82 | 3.82
8207 | 0 | 0 | 3.79 | 3.79 | 3.79 | 3.79
8208 | 0 | 0 | 3.76 | 3.76 | 3.76 | 3.76
8209 | 0 | 0 | 3.74 | 3.74 | 3.74 | 3.74
8210 | 0 | 0 | 3.73 | 3.73 | 3.73 | 3.73
8211 | 0 | 0 | 3.72 | 3.72 | 3.72 | 3.72
8212 | 0 | 0 | 3.69 | 3.69 | 3.69 | 3.69
8213 | 0 | 0 | 3.68 | 3.68 | 3.68 | 3.68
8214 | 0 | 0 | 3.68 | 3.68 | 3.68 | 3.68
8215 | 0 | 0 | 3.66 | 3.66 | 3.66 | 3.66
8216 | 0 | 0 | 3.67 | 3.67 | 3.67 | 3.67
8217 | 0 | 0 | 3.245 | 3.245 | 3.245 | 3.245
8218 | 0 | 0 | 3.73 | 3.73 | 3.73 | 3.73
8219 | 0 | 0 | 3.76 | 3.76 | 3.76 | 3.76
8220 | 0 | 0 | 3.77 | 3.77 | 3.77 | 3.77
8221 | 0 | 0 | 3.76 | 3.76 | 3.76 | 3.76
8222 | 0 | 0 | 3.74 | 3.74 | 3.74 | 3.74
8223 | 0 | 0 | 3.7 | 3.7 | 3.7 | 3.7
8224 | 0 | 0 | 3.66 | 3.66 | 3.66 | 3.66
8225 | 0 | 0 | 3.64 | 3.64 | 3.64 | 3.64
8226 | 0 | 0 | 3.62 | 3.62 | 3.62 | 3.62
8227 | 1 | 1 | 3.59 | 3.59 | 3.59 | 3.59
8228 | 0 | 0 | 3.57 | 3.57 | 3.57 | 3.57
8229 | 0 | 0 | 3.55 | 3.55 | 3.55 | 3.55
8230 | 0 | 0 | 3.52 | 3.52 | 3.52 | 3.52
8231 | 0 | 0 | 3.49 | 3.49 | 3.49 | 3.49
8232 | 0 | 0 | 3.46 | 3.46 | 3.46 | 3.46
8233 | 0 | 0 | 3.42 | 3.42 | 3.42 | 3.42
8234 | 0 | 0 | 3.39 | 3.39 | 3.39 | 3.39
8235 | 0 | 0 | 3.36 | 3.36 | 3.36 | 3.36
8236 | 0 | 0 | 3.33 | 3.33 | 3.33 | 3.33
8237 | 0 | 0 | 3.3 | 3.3 | 3.3 | 3.3
8238 | 0 | 0 | 3.28 | 3.28 | 3.28 | 3.28
8239 | 0 | 0 | 3.26 | 3.26 | 3.26 | 3.26
8240 | 0 | 0 | 3.26 | 3.26 | 3.26 | 3.26
8241 | 0 | 0 | 3.32 | 3.32 | 3.32 | 3.32
8242 | 0 | 0 | 3.4 | 3.4 | 3.4 | 3.4
8243 | 0 | 0 | 3.46 | 3.46 | 3.46 | 3.46
8244 | 0 | 0 | 3.51 | 3.51 | 3.51 | 3.51
8245 | 0 | 0 | 3.52 | 3.52 | 3.52 | 3.52
8246 | 0 | 0 | 3.5 | 3.5 | 3.5 | 3.5
8247 | 0 | 0 | 3.43 | 3.43 | 3.43 | 3.43
8248 | 0 | 0 | 3.34 | 3.34 | 3.34 | 3.34
8249 | 1 | 1 | 3.3 | 3.3 | 3.3 | 3.3
8250 | 0 | 0 | 3.26 | 3.26 | 3.26 | 3.26
8251 | 0 | 0 | 2.7586 | 2.7586 | 2.7586 | 2.7586
8252 | 0 | 0 | 3.24 | 3.24 | 3.24 | 3.24
8253 | 0 | 0 | 3.24 | 3.24 | 3.24 | 3.24
8254 | 0 | 0 | 3.24 | 3.24 | 3.24 | 3.24
8255 | 0 | 0 | 3.24 | 3.24 | 3.24 | 3.24
8256 | 0 | 0 | 3.23 | 3.23 | 3.23 | 3.23
8257 | 0 | 0 | 3.24 | 3.24 | 3.24 | 3.24
8258 | 1 | 1 | 3.23 | 3.23 | 3.23 | 3.23
8259 | 0 | 0 | 3.22 | 3.22 | 3.22 | 3.22
8260 | 0 | 0 | 3.21 | 3.21 | 3.21 | 3.21
8261 | 0 | 0 | 3.21 | 3.21 | 3.21 | 3.21
8262 | 0 | 0 | 3.21 | 3.21 | 3.21 | 3.21
8263 | 0 | 0 | 3.21 | 3.21 | 3.21 | 3.21
8264 | 0 | 0 | 3.24 | 3.24 | 3.24 | 3.24
8265 | 0 | 0 | 3.28 | 3.28 | 3.28 | 3.28
8266 | 0 | 0 | 3.32 | 3.32 | 3.32 | 3.32
8267 | 0 | 0 | 3.36 | 3.36 | 3.36 | 3.36
8268 | 0 | 0 | 3.38 | 3.38 | 3.38 | 3.38
8269 | 0 | 0 | 3.39 | 3.39 | 3.39 | 3.39
8270 | 0 | 0 | 3.38 | 3.38 | 3.38 | 3.38
8271 | 0 | 0 | 3.36 | 3.36 | 3.36 | 3.36
8272 | 0 | 0 | 3.33 | 3.33 | 3.33 | 3.33
8273 | 0 | 0 | 3.32 | 3.32 | 3.32 | 3.32
8274 | 0 | 0 | 3.31 | 3.31 | 3.31 | 3.31
8275 | 0 | 0 | 3.31 | 3.31 | 3.31 | 3.31
8276 | 0 | 0 | 3.31 | 3.31 | 3.31 | 3.31
8277 | 0 | 0 | 3.31 | 3.31 | 3.31 | 3.31
8278 | 0 | 0 | 3.31 | 3.31 | 3.31 | 3.31
8279 | 0 | 0 | 3.31 | 3.31 | 3.31 | 3.31
8280 | 1 | 1 | 3.32 | 3.32 | 3.32 | 3.32
8281 | 0 | 0 | 3.32 | 3.32 | 3.32 | 3.32
8282 | 0 | 0 | 3.32 | 3.32 | 3.32 | 3.32
8283 | 0 | 0 | 3.32 | 3.32 | 3.32 | 3.32
8284 | 0 | 0 | 3.32 | 3.32 | 3.32 | 3.32
8285 | 0 | 0 | 3.32 | 3.32 | 3.32 | 3.32
8286 | 0 | 0 | 3.32 | 3.32 | 3.32 | 3.32
8287 | 0 | 0 | 3.32 | 3.32 | 3.32 | 3.32
8288 | 0 | 0 | 3.33 | 3.33 | 3.33 | 3.33
8289 | 0 | 0 | 3.36 | 3.36 | 3.36 | 3.36
8290 | 0 | 0 | 3.39 | 3.39 | 3.39 | 3.39
8291 | 0 | 0 | 3.43 | 3.43 | 3.43 | 3.43
8292 | 0 | 0 | 3.45 | 3.45 | 3.45 | 3.45
8293 | 0 | 0 | 3.46 | 3.46 | 3.46 | 3.46
8294 | 0 | 0 | 3.45 | 3.45 | 3.45 | 3.45
8295 | 0 | 0 | 3.42 | 3.42 | 3.42 | 3.42
8296 | 0 | 0 | 3.37 | 3.37 | 3.37 | 3.37
8297 | 0 | 0 | 3.33 | 3.33 | 3.33 | 3.33
8298 | 0 | 0 | 3.31 | 3.31 | 3.31 | 3.31
8299 | 0 | 0 | 3.28 | 3.28 | 3.28 | 3.28
8300 | 0 | 0 | 3.26 | 3.26 | 3.26 | 3.26
8301 | 0 | 0 | 2.78 | 2.78 | 2.78 | 2.78
8302 | 0 | 0 | 3.23 | 3.23 | 3.23 | 3.23
8303 | 0 | 0 | 3.21 | 3.21 | 3.21 | 3.21
8304 | 0 | 0 | 3.2 | 3.2 | 3.2 | 3.2
8305 | 0 | 0 | 3.2 | 3.2 | 3.2 | 3.2
8306 | 0 | 0 | 3.2 | 3.2 | 3.2 | 3.2
8307 | 0 | 0 | 3.2 | 3.2 | 3.2 | 3.2
8308 | 0 | 0 | 3.2 | 3.2 | 3.2 | 3.2
8309 | 0 | 0 | 3.21 | 3.21 | 3.21 | 3.21
8310 | 0 | 0 | 3.21 | 3.21 | 3.21 | 3.21
8311 | 0 | 0 | 3.22 | 3.22 | 3.22 | 3.22
8312 | 0 | 0 | 3.23 | 3.23 | 3.23 | 3.23
8313 | 0 | 0 | 3.26 | 3.26 | 3.26 | 3.26
8314 | 0 | 0 | 3.3 | 3.3 | 3.3 | 3.3
8315 | 0 | 0 | 3.34 | 3.34 | 3.34 | 3.34
8316 | 0 | 0 | 2.7902 | 2.7902 | 2.7902 | 2.7902
8317 | 0 | 0 | 3.39 | 3.39 | 3.39 | 3.39
8318 | 0 | 0 | 3.4 | 3.4 | 3.4 | 3.4
8319 | 0 | 0 | 3.39 | 3.39 | 3.39 | 3.39
8320 | 0 | 0 | 3.38 | 3.38 | 3.38 | 3.38
8321 | 0 | 0 | 3.38 | 3.38 | 3.38 | 3.38
8322 | 0 | 0 | 3.38 | 3.38 | 3.38 | 3.38
8323 | 0 | 0 | 3.4 | 3.4 | 3.4 | 3.4
8324 | 0 | 0 | 3.41 | 3.41 | 3.41 | 3.41
8325 | 0 | 0 | 3.42 | 3.42 | 3.42 | 3.42
8326 | 0 | 0 | 3.42 | 3.42 | 3.42 | 3.42
8327 | 0 | 0 | 3.42 | 3.42 | 3.42 | 3.42
8328 | 0 | 0 | 3.42 | 3.42 | 3.42 | 3.42
8329 | 0 | 0 | 3.43 | 3.43 | 3.43 | 3.43
8330 | 0 | 0 | 3.43 | 3.43 | 3.43 | 3.43
8331 | 0 | 0 | 3.43 | 3.43 | 3.43 | 3.43
8332 | 0 | 0 | 3.43 | 3.43 | 3.43 | 3.43
8333 | 0 | 0 | 3.43 | 3.43 | 3.43 | 3.43
8334 | 0 | 0 | 3.46 | 3.46 | 3.46 | 3.46
8335 | 0 | 0 | 3.49 | 3.49 | 3.49 | 3.49
8336 | 0 | 0 | 3.52 | 3.52 | 3.52 | 3.52
8337 | 0 | 0 | 3.55 | 3.55 | 3.55 | 3.55
8338 | 0 | 0 | 3.59 | 3.59 | 3.59 | 3.59
8339 | 0 | 0 | 3.61 | 3.61 | 3.61 | 3.61
8340 | 0 | 0 | 3.64 | 3.64 | 3.64 | 3.64
8341 | 0 | 0 | 3.65 | 3.65 | 3.65 | 3.65
8342 | 0 | 0 | 3.66 | 3.66 | 3.66 | 3.66
8343 | 0 | 0 | 3.65 | 3.65 | 3.65 | 3.65
8344 | 0 | 0 | 3.63 | 3.63 | 3.63 | 3.63
8345 | 0 | 0 | 3.63 | 3.63 | 3.63 | 3.63
8346 | 0 | 0 | 3.64 | 3.64 | 3.64 | 3.64
8347 | 0 | 0 | 3.63 | 3.63 | 3.63 | 3.63
8348 | 0 | 0 | 3.62 | 3.62 | 3.62 | 3.62
8349 | 0 | 0 | 3.61 | 3.61 | 3.61 | 3.61
8350 | 0 | 0 | 3.59 | 3.59 | 3.59 | 3.59
8351 | 0 | 0 | 3.58 | 3.58 | 3.58 | 3.58
8352 | 0 | 0 | 3.56 | 3.56 | 3.56 | 3.56
8353 | 0 | 0 | 3.55 | 3.55 | 3.55 | 3.55
8354 | 0 | 0 | 3.56 | 3.56 | 3.56 | 3.56
8355 | 0 | 0 | 3.58 | 3.58 | 3.58 | 3.58
8356 | 0 | 0 | 3.63 | 3.63 | 3.63 | 3.63
8357 | 0 | 0 | 3.67 | 3.67 | 3.67 | 3.67
8358 | 0 | 0 | 3.72 | 3.72 | 3.72 | 3.72
8359 | 0 | 0 | 3.75 | 3.75 | 3.75 | 3.75
8360 | 0 | 0 | 3.211 | 3.211 | 3.211 | 3.211
8361 | 0 | 0 | 3.82 | 3.82 | 3.82 | 3.82
8362 | 0 | 0 | 3.87 | 3.87 | 3.87 | 3.87
8363 | 0 | 0 | 3.91 | 3.91 | 3.91 | 3.91
8364 | 0 | 0 | 3.93 | 3.93 | 3.93 | 3.93
8365 | 0 | 0 | 3.92 | 3.92 | 3.92 | 3.92
8366 | 0 | 0 | 3.89 | 3.89 | 3.89 | 3.89
8367 | 0 | 0 | 3.83 | 3.83 | 3.83 | 3.83
8368 | 0 | 0 | 3.79 | 3.79 | 3.79 | 3.79
8369 | 0 | 0 | 3.76 | 3.76 | 3.76 | 3.76
8370 | 0 | 0 | 3.73 | 3.73 | 3.73 | 3.73
8371 | 0 | 0 | 3.71 | 3.71 | 3.71 | 3.71
8372 | 0 | 0 | 3.68 | 3.68 | 3.68 | 3.68
8373 | 0 | 0 | 3.65 | 3.65 | 3.65 | 3.65
8374 | 0 | 0 | 3.64 | 3.64 | 3.64 | 3.64
8375 | 0 | 0 | 3.61 | 3.61 | 3.61 | 3.61
8376 | 0 | 0 | 3.58 | 3.58 | 3.58 | 3.58
8377 | 0 | 0 | 3.58 | 3.58 | 3.58 | 3.58
8378 | 1 | 1 | 3.57 | 3.57 | 3.57 | 3.57
8379 | 0 | 0 | 3.57 | 3.57 | 3.57 | 3.57
8380 | 0 | 0 | 3.59 | 3.59 | 3.59 | 3.59
8381 | 0 | 0 | 3.59 | 3.59 | 3.59 | 3.59
8382 | 0 | 0 | 3.6 | 3.6 | 3.6 | 3.6
8383 | 0 | 0 | 3.61 | 3.61 | 3.61 | 3.61
8384 | 0 | 0 | 3.1304 | 3.1304 | 3.1304 | 3.1304
8385 | 0 | 0 | 3.69 | 3.69 | 3.69 | 3.69
8386 | 0 | 0 | 3.78 | 3.78 | 3.78 | 3.78
8387 | 0 | 0 | 3.85 | 3.85 | 3.85 | 3.85
8388 | 0 | 0 | 3.9 | 3.9 | 3.9 | 3.9
8389 | 0 | 0 | 3.92 | 3.92 | 3.92 | 3.92
8390 | 0 | 0 | 3.92 | 3.92 | 3.92 | 3.92
8391 | 0 | 0 | 3.88 | 3.88 | 3.88 | 3.88
8392 | 0 | 0 | 3.83 | 3.83 | 3.83 | 3.83
8393 | 0 | 0 | 3.79 | 3.79 | 3.79 | 3.79
8394 | 0 | 0 | 3.75 | 3.75 | 3.75 | 3.75
8395 | 0 | 0 | 3.73 | 3.73 | 3.73 | 3.73
8396 | 0 | 0 | 3.7 | 3.7 | 3.7 | 3.7
8397 | 0 | 0 | 3.68 | 3.68 | 3.68 | 3.68
8398 | 0 | 0 | 3.67 | 3.67 | 3.67 | 3.67
8399 | 0 | 0 | 3.67 | 3.67 | 3.67 | 3.67
8400 | 0 | 0 | 3.66 | 3.66 | 3.66 | 3.66
8401 | 0 | 0 | 3.67 | 3.67 | 3.67 | 3.67
8402 | 0 | 0 | 3.68 | 3.68 | 3.68 | 3.68
8403 | 0 | 0 | 3.68 | 3.68 | 3.68 | 3.68
8404 | 1 | 1 | 3.69 | 3.69 | 3.69 | 3.69
8405 | 0 | 0 | 3.69 | 3.69 | 3.69 | 3.69
8406 | 0 | 0 | 3.7 | 3.7 | 3.7 | 3.7
8407 | 0 | 0 | 3.71 | 3.71 | 3.71 | 3.71
8408 | 0 | 0 | 3.73 | 3.73 | 3.73 | 3.73
8409 | 0 | 0 | 3.8 | 3.8 | 3.8 | 3.8
8410 | 0 | 0 | 3.91 | 3.91 | 3.91 | 3.91
8411 | 0 | 0 | 3.98 | 3.98 | 3.98 | 3.98
8412 | 0 | 0 | 4.02 | 4.02 | 4.02 | 4.02
8413 | 0 | 0 | 4.03 | 4.03 | 4.03 | 4.03
8414 | 0 | 0 | 4.02 | 4.02 | 4.02 | 4.02
8415 | 0 | 0 | 3.2681 | 3.2681 | 3.2681 | 3.2681
8416 | 0 | 0 | 3.95 | 3.95 | 3.95 | 3.95
8417 | 0 | 0 | 3.93 | 3.93 | 3.93 | 3.93
8418 | 0 | 0 | 3.92 | 3.92 | 3.92 | 3.92
8419 | 0 | 0 | 3.91 | 3.91 | 3.91 | 3.91
8420 | 0 | 0 | 3.9 | 3.9 | 3.9 | 3.9
8421 | 0 | 0 | 3.9 | 3.9 | 3.9 | 3.9
8422 | 0 | 0 | 3.89 | 3.89 | 3.89 | 3.89
8423 | 0 | 0 | 3.88 | 3.88 | 3.88 | 3.88
8424 | 0 | 0 | 3.88 | 3.88 | 3.88 | 3.88
8425 | 0 | 0 | 3.87 | 3.87 | 3.87 | 3.87
8426 | 0 | 0 | 3.86 | 3.86 | 3.86 | 3.86
8427 | 0 | 0 | 3.82 | 3.82 | 3.82 | 3.82
8428 | 0 | 0 | 3.8 | 3.8 | 3.8 | 3.8
8429 | 0 | 0 | 3.78 | 3.78 | 3.78 | 3.78
8430 | 0 | 0 | 3.77 | 3.77 | 3.77 | 3.77
8431 | 0 | 0 | 3.76 | 3.76 | 3.76 | 3.76
8432 | 0 | 0 | 3.75 | 3.75 | 3.75 | 3.75
8433 | 0 | 0 | 3.78 | 3.78 | 3.78 | 3.78
8434 | 0 | 0 | 3.86 | 3.86 | 3.86 | 3.86
8435 | 0 | 0 | 3.92 | 3.92 | 3.92 | 3.92
8436 | 0 | 0 | 3.95 | 3.95 | 3.95 | 3.95
8437 | 0 | 0 | 3.96 | 3.96 | 3.96 | 3.96
8438 | 0 | 0 | 3.95 | 3.95 | 3.95 | 3.95
8439 | 0 | 0 | 3.88 | 3.88 | 3.88 | 3.88
8440 | 0 | 0 | 3.75 | 3.75 | 3.75 | 3.75
8441 | 0 | 0 | 3.67 | 3.67 | 3.67 | 3.67
8442 | 0 | 0 | 3.62 | 3.62 | 3.62 | 3.62
8443 | 0 | 0 | 3.59 | 3.59 | 3.59 | 3.59
8444 | 0 | 0 | 3.57 | 3.57 | 3.57 | 3.57
8445 | 0 | 0 | 3.55 | 3.55 | 3.55 | 3.55
8446 | 0 | 0 | 3.53 | 3.53 | 3.53 | 3.53
8447 | 1 | 1 | 3.53 | 3.53 | 3.53 | 3.53
8448 | 0 | 0 | 3.5 | 3.5 | 3.5 | 3.5
8449 | 0 | 0 | 3.5 | 3.5 | 3.5 | 3.5
8450 | 0 | 0 | 3.5 | 3.5 | 3.5 | 3.5
8451 | 0 | 0 | 3.5 | 3.5 | 3.5 | 3.5
8452 | 0 | 0 | 3.51 | 3.51 | 3.51 | 3.51
8453 | 0 | 0 | 3.51 | 3.51 | 3.51 | 3.51
8454 | 0 | 0 | 3.5 | 3.5 | 3.5 | 3.5
8455 | 0 | 0 | 3.49 | 3.49 | 3.49 | 3.49
8456 | 0 | 0 | 3.51 | 3.51 | 3.51 | 3.51
8457 | 0 | 0 | 3.58 | 3.58 | 3.58 | 3.58
8458 | 0 | 0 | 3.7 | 3.7 | 3.7 | 3.7
8459 | 0 | 0 | 3.8 | 3.8 | 3.8 | 3.8
8460 | 0 | 0 | 3.86 | 3.86 | 3.86 | 3.86
8461 | 0 | 0 | 3.9 | 3.9 | 3.9 | 3.9
8462 | 0 | 0 | 3.9 | 3.9 | 3.9 | 3.9
8463 | 0 | 0 | 3.85 | 3.85 | 3.85 | 3.85
8464 | 0 | 0 | 3.77 | 3.77 | 3.77 | 3.77
8465 | 0 | 0 | 3.73 | 3.73 | 3.73 | 3.73
8466 | 0 | 0 | 3.7 | 3.7 | 3.7 | 3.7
8467 | 0 | 0 | 3.68 | 3.68 | 3.68 | 3.68
8468 | 0 | 0 | 3.0054 | 3.0054 | 3.0054 | 3.0054
8469 | 0 | 0 | 3.63 | 3.63 | 3.63 | 3.63
8470 | 0 | 0 | 3.62 | 3.62 | 3.62 | 3.62
8471 | 0 | 0 | 3.6 | 3.6 | 3.6 | 3.6
8472 | 0 | 0 | 3.57 | 3.57 | 3.57 | 3.57
8473 | 0 | 0 | 3.55 | 3.55 | 3.55 | 3.55
8474 | 0 | 0 | 3.53 | 3.53 | 3.53 | 3.53
8475 | 0 | 0 | 3.51 | 3.51 | 3.51 | 3.51
8476 | 0 | 0 | 3.51 | 3.51 | 3.51 | 3.51
8477 | 0 | 0 | 3.5 | 3.5 | 3.5 | 3.5
8478 | 0 | 0 | 3.51 | 3.51 | 3.51 | 3.51
8479 | 0 | 0 | 3.53 | 3.53 | 3.53 | 3.53
8480 | 0 | 0 | 3.55 | 3.55 | 3.55 | 3.55
8481 | 0 | 0 | 3.65 | 3.65 | 3.65 | 3.65
8482 | 0 | 0 | 3.76 | 3.76 | 3.76 | 3.76
8483 | 0 | 0 | 3.84 | 3.84 | 3.84 | 3.84
8484 | 0 | 0 | 3.88 | 3.88 | 3.88 | 3.88
8485 | 0 | 0 | 3.9 | 3.9 | 3.9 | 3.9
8486 | 0 | 0 | 3.9 | 3.9 | 3.9 | 3.9
8487 | 0 | 0 | 3.9 | 3.9 | 3.9 | 3.9
8488 | 1 | 1 | 3.89 | 3.89 | 3.89 | 3.89
8489 | 0 | 0 | 3.9 | 3.9 | 3.9 | 3.9
8490 | 0 | 0 | 3.9 | 3.9 | 3.9 | 3.9
8491 | 0 | 0 | 3.89 | 3.89 | 3.89 | 3.89
8492 | 0 | 0 | 3.86 | 3.86 | 3.86 | 3.86
8493 | 1 | 1 | 3.84 | 3.84 | 3.84 | 3.84
8494 | 0 | 0 | 3.81 | 3.81 | 3.81 | 3.81
8495 | 0 | 0 | 3.78 | 3.78 | 3.78 | 3.78
8496 | 0 | 0 | 3.75 | 3.75 | 3.75 | 3.75
8497 | 0 | 0 | 3.73 | 3.73 | 3.73 | 3.73
8498 | 0 | 0 | 3.69 | 3.69 | 3.69 | 3.69
8499 | 0 | 0 | 3.65 | 3.65 | 3.65 | 3.65
8500 | 0 | 0 | 3.63 | 3.63 | 3.63 | 3.63
8501 | 0 | 0 | 3.6 | 3.6 | 3.6 | 3.6
8502 | 0 | 0 | 3.57 | 3.57 | 3.57 | 3.57
8503 | 0 | 0 | 3.55 | 3.55 | 3.55 | 3.55
8504 | 0 | 0 | 3.54 | 3.54 | 3.54 | 3.54
8505 | 0 | 0 | 3.6 | 3.6 | 3.6 | 3.6
8506 | 0 | 0 | 3.67 | 3.67 | 3.67 | 3.67
8507 | 0 | 0 | 3.74 | 3.74 | 3.74 | 3.74
8508 | 0 | 0 | 3.79 | 3.79 | 3.79 | 3.79
8509 | 0 | 0 | 3.1864 | 3.1864 | 3.1864 | 3.1864
8510 | 0 | 0 | 3.79 | 3.79 | 3.79 | 3.79
8511 | 0 | 0 | 3.73 | 3.73 | 3.73 | 3.73
8512 | 0 | 0 | 3.67 | 3.67 | 3.67 | 3.67
8513 | 0 | 0 | 3.63 | 3.63 | 3.63 | 3.63
8514 | 0 | 0 | 3.59 | 3.59 | 3.59 | 3.59
8515 | 0 | 0 | 3.56 | 3.56 | 3.56 | 3.56
8516 | 0 | 0 | 3.52 | 3.52 | 3.52 | 3.52
8517 | 0 | 0 | 3.49 | 3.49 | 3.49 | 3.49
8518 | 0 | 0 | 3.46 | 3.46 | 3.46 | 3.46
8519 | 0 | 0 | 3.45 | 3.45 | 3.45 | 3.45
8520 | 0 | 0 | 3.45 | 3.45 | 3.45 | 3.45
8521 | 0 | 0 | 3.46 | 3.46 | 3.46 | 3.46
8522 | 0 | 0 | 3.46 | 3.46 | 3.46 | 3.46
8523 | 0 | 0 | 3.46 | 3.46 | 3.46 | 3.46
8524 | 0 | 0 | 3.48 | 3.48 | 3.48 | 3.48
8525 | 0 | 0 | 3.48 | 3.48 | 3.48 | 3.48
8526 | 0 | 0 | 3.49 | 3.49 | 3.49 | 3.49
8527 | 0 | 0 | 3.5 | 3.5 | 3.5 | 3.5
8528 | 0 | 0 | 3.52 | 3.52 | 3.52 | 3.52
8529 | 0 | 0 | 3.56 | 3.56 | 3.56 | 3.56
8530 | 0 | 0 | 3.61 | 3.61 | 3.61 | 3.61
8531 | 0 | 0 | 3.67 | 3.67 | 3.67 | 3.67
8532 | 0 | 0 | 3.71 | 3.71 | 3.71 | 3.71
8533 | 0 | 0 | 3.73 | 3.73 | 3.73 | 3.73
8534 | 0 | 0 | 3.73 | 3.73 | 3.73 | 3.73
8535 | 0 | 0 | 3.72 | 3.72 | 3.72 | 3.72
8536 | 0 | 0 | 3.7 | 3.7 | 3.7 | 3.7
8537 | 0 | 0 | 3.69 | 3.69 | 3.69 | 3.69
8538 | 0 | 0 | 3.68 | 3.68 | 3.68 | 3.68
8539 | 1 | 1 | 3.68 | 3.68 | 3.68 | 3.68
8540 | 0 | 0 | 3.67 | 3.67 | 3.67 | 3.67
8541 | 0 | 0 | 3.1963 | 3.1963 | 3.1963 | 3.1963
8542 | 0 | 0 | 3.66 | 3.66 | 3.66 | 3.66
8543 | 0 | 0 | 3.65 | 3.65 | 3.65 | 3.65
8544 | 0 | 0 | 3.65 | 3.65 | 3.65 | 3.65
8545 | 0 | 0 | 3.65 | 3.65 | 3.65 | 3.65
8546 | 0 | 0 | 3.65 | 3.65 | 3.65 | 3.65
8547 | 0 | 0 | 3.66 | 3.66 | 3.66 | 3.66
8548 | 0 | 0 | 3.66 | 3.66 | 3.66 | 3.66
8549 | 0 | 0 | 3.66 | 3.66 | 3.66 | 3.66
8550 | 0 | 0 | 3.66 | 3.66 | 3.66 | 3.66
8551 | 0 | 0 | 3.66 | 3.66 | 3.66 | 3.66
8552 | 0 | 0 | 3.66 | 3.66 | 3.66 | 3.66
8553 | 0 | 0 | 3.68 | 3.68 | 3.68 | 3.68
8554 | 0 | 0 | 3.71 | 3.71 | 3.71 | 3.71
8555 | 0 | 0 | 3.74 | 3.74 | 3.74 | 3.74
8556 | 0 | 0 | 3.76 | 3.76 | 3.76 | 3.76
8557 | 0 | 0 | 3.77 | 3.77 | 3.77 | 3.77
8558 | 0 | 0 | 3.76 | 3.76 | 3.76 | 3.76
8559 | 0 | 0 | 3.74 | 3.74 | 3.74 | 3.74
8560 | 0 | 0 | 3.71 | 3.71 | 3.71 | 3.71
8561 | 0 | 0 | 3.7 | 3.7 | 3.7 | 3.7
8562 | 0 | 0 | 3.68 | 3.68 | 3.68 | 3.68
8563 | 0 | 0 | 3.68 | 3.68 | 3.68 | 3.68
8564 | 0 | 0 | 3.67 | 3.67 | 3.67 | 3.67
8565 | 0 | 0 | 3.66 | 3.66 | 3.66 | 3.66
8566 | 0 | 0 | 3.65 | 3.65 | 3.65 | 3.65
8567 | 0 | 0 | 3.64 | 3.64 | 3.64 | 3.64
8568 | 0 | 0 | 3.63 | 3.63 | 3.63 | 3.63
8569 | 0 | 0 | 3.1241 | 3.1241 | 3.1241 | 3.1241
8570 | 0 | 0 | 3.61 | 3.61 | 3.61 | 3.61
8571 | 0 | 0 | 3.6 | 3.6 | 3.6 | 3.6
8572 | 0 | 0 | 3.6 | 3.6 | 3.6 | 3.6
8573 | 0 | 0 | 3.58 | 3.58 | 3.58 | 3.58
8574 | 0 | 0 | 3.58 | 3.58 | 3.58 | 3.58
8575 | 0 | 0 | 3.57 | 3.57 | 3.57 | 3.57
8576 | 0 | 0 | 3.57 | 3.57 | 3.57 | 3.57
8577 | 0 | 0 | 3.59 | 3.59 | 3.59 | 3.59
8578 | 0 | 0 | 3.64 | 3.64 | 3.64 | 3.64
8579 | 0 | 0 | 3.67 | 3.67 | 3.67 | 3.67
8580 | 0 | 0 | 3.71 | 3.71 | 3.71 | 3.71
8581 | 0 | 0 | 3.72 | 3.72 | 3.72 | 3.72
8582 | 0 | 0 | 3.73 | 3.73 | 3.73 | 3.73
8583 | 0 | 0 | 3.73 | 3.73 | 3.73 | 3.73
8584 | 0 | 0 | 3.72 | 3.72 | 3.72 | 3.72
8585 | 0 | 0 | 3.73 | 3.73 | 3.73 | 3.73
8586 | 0 | 0 | 3.73 | 3.73 | 3.73 | 3.73
8587 | 0 | 0 | 3.73 | 3.73 | 3.73 | 3.73
8588 | 1 | 1 | 3.72 | 3.72 | 3.72 | 3.72
8589 | 0 | 0 | 3.72 | 3.72 | 3.72 | 3.72
8590 | 0 | 0 | 3.71 | 3.71 | 3.71 | 3.71
8591 | 0 | 0 | 3.71 | 3.71 | 3.71 | 3.71
8592 | 0 | 0 | 3.7 | 3.7 | 3.7 | 3.7
8593 | 0 | 0 | 3.7 | 3.7 | 3.7 | 3.7
8594 | 1 | 1 | 3.69 | 3.69 | 3.69 | 3.69
8595 | 0 | 0 | 3.69 | 3.69 | 3.69 | 3.69
8596 | 0 | 0 | 3.69 | 3.69 | 3.69 | 3.69
8597 | 0 | 0 | 3.68 | 3.68 | 3.68 | 3.68
8598 | 0 | 0 | 3.67 | 3.67 | 3.67 | 3.67
8599 | 0 | 0 | 3.66 | 3.66 | 3.66 | 3.66
8600 | 0 | 0 | 3.65 | 3.65 | 3.65 | 3.65
8601 | 0 | 0 | 3.66 | 3.66 | 3.66 | 3.66
8602 | 0 | 0 | 3.67 | 3.67 | 3.67 | 3.67
8603 | 0 | 0 | 3.68 | 3.68 | 3.68 | 3.68
8604 | 0 | 0 | 3.0748 | 3.0748 | 3.0748 | 3.0748
8605 | 0 | 0 | 3.68 | 3.68 | 3.68 | 3.68
8606 | 0 | 0 | 3.68 | 3.68 | 3.68 | 3.68
8607 | 0 | 0 | 3.65 | 3.65 | 3.65 | 3.65
8608 | 0 | 0 | 3.62 | 3.62 | 3.62 | 3.62
8609 | 1 | 1 | 3.6 | 3.6 | 3.6 | 3.6
8610 | 0 | 0 | 3.57 | 3.57 | 3.57 | 3.57
8611 | 0 | 0 | 3.56 | 3.56 | 3.56 | 3.56
8612 | 0 | 0 | 3.54 | 3.54 | 3.54 | 3.54
8613 | 0 | 0 | 3.53 | 3.53 | 3.53 | 3.53
8614 | 0 | 0 | 3.51 | 3.51 | 3.51 | 3.51
8615 | 0 | 0 | 3.49 | 3.49 | 3.49 | 3.49
8616 | 0 | 0 | 3.46 | 3.46 | 3.46 | 3.46
8617 | 0 | 0 | 3.45 | 3.45 | 3.45 | 3.45
8618 | 0 | 0 | 3.43 | 3.43 | 3.43 | 3.43
8619 | 0 | 0 | 3.41 | 3.41 | 3.41 | 3.41
8620 | 0 | 0 | 3.4 | 3.4 | 3.4 | 3.4
8621 | 0 | 0 | 3.39 | 3.39 | 3.39 | 3.39
8622 | 0 | 0 | 3.39 | 3.39 | 3.39 | 3.39
8623 | 0 | 0 | 3.38 | 3.38 | 3.38 | 3.38
8624 | 0 | 0 | 3.38 | 3.38 | 3.38 | 3.38
8625 | 0 | 0 | 3.41 | 3.41 | 3.41 | 3.41
8626 | 0 | 0 | 3.47 | 3.47 | 3.47 | 3.47
8627 | 0 | 0 | 3.52 | 3.52 | 3.52 | 3.52
8628 | 0 | 0 | 3.55 | 3.55 | 3.55 | 3.55
8629 | 0 | 0 | 3.56 | 3.56 | 3.56 | 3.56
8630 | 0 | 0 | 3.54 | 3.54 | 3.54 | 3.54
8631 | 0 | 0 | 3.51 | 3.51 | 3.51 | 3.51
8632 | 0 | 0 | 3.47 | 3.47 | 3.47 | 3.47
8633 | 0 | 0 | 3.45 | 3.45 | 3.45 | 3.45
8634 | 1 | 1 | 3.43 | 3.43 | 3.43 | 3.43
8635 | 0 | 0 | 3.42 | 3.42 | 3.42 | 3.42
8636 | 0 | 0 | 3.41 | 3.41 | 3.41 | 3.41
8637 | 0 | 0 | 3.42 | 3.42 | 3.42 | 3.42
8638 | 0 | 0 | 3.42 | 3.42 | 3.42 | 3.42
8639 | 0 | 0 | 3.41 | 3.41 | 3.41 | 3.41
8640 | 0 | 0 | 3.41 | 3.41 | 3.41 | 3.41
8641 | 0 | 0 | 3.41 | 3.41 | 3.41 | 3.41
8642 | 0 | 0 | 3.41 | 3.41 | 3.41 | 3.41
8643 | 0 | 0 | 3.4 | 3.4 | 3.4 | 3.4
8644 | 0 | 0 | 3.4 | 3.4 | 3.4 | 3.4
8645 | 0 | 0 | 3.4 | 3.4 | 3.4 | 3.4
8646 | 0 | 0 | 3.39 | 3.39 | 3.39 | 3.39
8647 | 0 | 0 | 3.39 | 3.39 | 3.39 | 3.39
8648 | 0 | 0 | 3.38 | 3.38 | 3.38 | 3.38
8649 | 0 | 0 | 2.8241 | 2.8241 | 2.8241 | 2.8241
8650 | 0 | 0 | 3.45 | 3.45 | 3.45 | 3.45
8651 | 0 | 0 | 3.49 | 3.49 | 3.49 | 3.49
8652 | 0 | 0 | 3.5 | 3.5 | 3.5 | 3.5
8653 | 0 | 0 | 3.51 | 3.51 | 3.51 | 3.51
8654 | 0 | 0 | 3.5 | 3.5 | 3.5 | 3.5
8655 | 0 | 0 | 3.46 | 3.46 | 3.46 | 3.46
8656 | 0 | 0 | 3.41 | 3.41 | 3.41 | 3.41
8657 | 0 | 0 | 3.38 | 3.38 | 3.38 | 3.38
8658 | 0 | 0 | 3.35 | 3.35 | 3.35 | 3.35
8659 | 0 | 0 | 3.31 | 3.31 | 3.31 | 3.31
8660 | 0 | 0 | 3.28 | 3.28 | 3.28 | 3.28
8661 | 0 | 0 | 3.26 | 3.26 | 3.26 | 3.26
8662 | 1 | 1 | 3.23 | 3.23 | 3.23 | 3.23
8663 | 0 | 0 | 3.2 | 3.2 | 3.2 | 3.2
8664 | 0 | 0 | 3.17 | 3.17 | 3.17 | 3.17
8665 | 0 | 0 | 3.15 | 3.15 | 3.15 | 3.15
8666 | 0 | 0 | 3.13 | 3.13 | 3.13 | 3.13
8667 | 0 | 0 | 3.12 | 3.12 | 3.12 | 3.12
8668 | 0 | 0 | 3.09 | 3.09 | 3.09 | 3.09
8669 | 0 | 0 | 3.06 | 3.06 | 3.06 | 3.06
8670 | 0 | 0 | 3.05 | 3.05 | 3.05 | 3.05
8671 | 0 | 0 | 3.04 | 3.04 | 3.04 | 3.04
8672 | 0 | 0 | 3.05 | 3.05 | 3.05 | 3.05
8673 | 0 | 0 | 3.1 | 3.1 | 3.1 | 3.1
8674 | 0 | 0 | 3.17 | 3.17 | 3.17 | 3.17
8675 | 0 | 0 | 3.22 | 3.22 | 3.22 | 3.22
8676 | 0 | 0 | 3.25 | 3.25 | 3.25 | 3.25
8677 | 0 | 0 | 3.27 | 3.27 | 3.27 | 3.27
8678 | 0 | 0 | 3.26 | 3.26 | 3.26 | 3.26
8679 | 0 | 0 | 3.22 | 3.22 | 3.22 | 3.22
8680 | 0 | 0 | 3.15 | 3.15 | 3.15 | 3.15
8681 | 0 | 0 | 3.12 | 3.12 | 3.12 | 3.12
8682 | 0 | 0 | 3.09 | 3.09 | 3.09 | 3.09
8683 | 0 | 0 | 3.08 | 3.08 | 3.08 | 3.08
8684 | 0 | 0 | 3.07 | 3.07 | 3.07 | 3.07
8685 | 0 | 0 | 3.05 | 3.05 | 3.05 | 3.05
8686 | 0 | 0 | 3.03 | 3.03 | 3.03 | 3.03
8687 | 1 | 1 | 3.01 | 3.01 | 3.01 | 3.01
8688 | 1 | 1 | 2.98 | 2.98 | 2.98 | 2.98
8689 | 0 | 0 | 2.96 | 2.96 | 2.96 | 2.96
8690 | 0 | 0 | 2.93 | 2.93 | 2.93 | 2.93
8691 | 0 | 0 | 2.92 | 2.92 | 2.92 | 2.92
8692 | 0 | 0 | 2.91 | 2.91 | 2.91 | 2.91
8693 | 0 | 0 | 2.89 | 2.89 | 2.89 | 2.89
8694 | 0 | 0 | 2.89 | 2.89 | 2.89 | 2.89
8695 | 0 | 0 | 2.89 | 2.89 | 2.89 | 2.89
8696 | 0 | 0 | 2.91 | 2.91 | 2.91 | 2.91
8697 | 0 | 0 | 3 | 3 | 3 | 3
8698 | 0 | 0 | 3.1 | 3.1 | 3.1 | 3.1
8699 | 0 | 0 | 2.644 | 2.644 | 2.644 | 2.644
8700 | 0 | 0 | 3.25 | 3.25 | 3.25 | 3.25
8701 | 0 | 0 | 3.29 | 3.29 | 3.29 | 3.29
8702 | 0 | 0 | 3.3 | 3.3 | 3.3 | 3.3
8703 | 0 | 0 | 3.26 | 3.26 | 3.26 | 3.26
8704 | 0 | 0 | 3.2 | 3.2 | 3.2 | 3.2
8705 | 0 | 0 | 3.17 | 3.17 | 3.17 | 3.17
8706 | 0 | 0 | 3.16 | 3.16 | 3.16 | 3.16
8707 | 0 | 0 | 3.16 | 3.16 | 3.16 | 3.16
8708 | 0 | 0 | 3.14 | 3.14 | 3.14 | 3.14
8709 | 0 | 0 | 3.14 | 3.14 | 3.14 | 3.14
8710 | 0 | 0 | 3.13 | 3.13 | 3.13 | 3.13
8711 | 0 | 0 | 3.13 | 3.13 | 3.13 | 3.13
8712 | 1 | 1 | 3.1 | 3.1 | 3.1 | 3.1
8713 | 0 | 0 | 3.1 | 3.1 | 3.1 | 3.1
8714 | 0 | 0 | 3.11 | 3.11 | 3.11 | 3.11
8715 | 0 | 0 | 3.11 | 3.11 | 3.11 | 3.11
8716 | 0 | 0 | 2.7526 | 2.7526 | 2.7526 | 2.7526
8717 | 0 | 0 | 3.13 | 3.13 | 3.13 | 3.13
8718 | 0 | 0 | 3.13 | 3.13 | 3.13 | 3.13
8719 | 0 | 0 | 3.14 | 3.14 | 3.14 | 3.14
8720 | 0 | 0 | 3.17 | 3.17 | 3.17 | 3.17
8721 | 0 | 0 | 3.26 | 3.26 | 3.26 | 3.26
8722 | 0 | 0 | 3.39 | 3.39 | 3.39 | 3.39
8723 | 0 | 0 | 3.5 | 3.5 | 3.5 | 3.5
8724 | 0 | 0 | 3.6 | 3.6 | 3.6 | 3.6
8725 | 0 | 0 | 3.67 | 3.67 | 3.67 | 3.67
8726 | 0 | 0 | 3.67 | 3.67 | 3.67 | 3.67
8727 | 0 | 0 | 3.59 | 3.59 | 3.59 | 3.59
8728 | 0 | 0 | 3.48 | 3.48 | 3.48 | 3.48
8729 | 0 | 0 | 3.43 | 3.43 | 3.43 | 3.43
8730 | 0 | 0 | 3.39 | 3.39 | 3.39 | 3.39
8731 | 0 | 0 | 3.37 | 3.37 | 3.37 | 3.37
8732 | 0 | 0 | 3.34 | 3.34 | 3.34 | 3.34
8733 | 0 | 0 | 3.33 | 3.33 | 3.33 | 3.33
8734 | 0 | 0 | 3.31 | 3.31 | 3.31 | 3.31
8735 | 0 | 0 | 3.3 | 3.3 | 3.3 | 3.3
8736 | 0 | 0 | 3.27 | 3.27 | 3.27 | 3.27
8737 | 0 | 0 | 3.27 | 3.27 | 3.27 | 3.27
8738 | 0 | 0 | 3.26 | 3.26 | 3.26 | 3.26
8739 | 0 | 0 | 3.27 | 3.27 | 3.27 | 3.27
8740 | 0 | 0 | 3.26 | 3.26 | 3.26 | 3.26
8741 | 0 | 0 | 3.26 | 3.26 | 3.26 | 3.26
8742 | 0 | 0 | 3.27 | 3.27 | 3.27 | 3.27
8743 | 0 | 0 | 3.25 | 3.25 | 3.25 | 3.25
8744 | 0 | 0 | 3.26 | 3.26 | 3.26 | 3.26
8745 | 0 | 0 | 3.33 | 3.33 | 3.33 | 3.33
8746 | 0 | 0 | 3.41 | 3.41 | 3.41 | 3.41
8747 | 0 | 0 | 3.48 | 3.48 | 3.48 | 3.48
8748 | 0 | 0 | 3.53 | 3.53 | 3.53 | 3.53
8749 | 0 | 0 | 3.55 | 3.55 | 3.55 | 3.55
8750 | 0 | 0 | 3.55 | 3.55 | 3.55 | 3.55
8751 | 0 | 0 | 3.5 | 3.5 | 3.5 | 3.5
8752 | 0 | 0 | 3.43 | 3.43 | 3.43 | 3.43
8753 | 0 | 0 | 3.38 | 3.38 | 3.38 | 3.38
8754 | 0 | 0 | 3.34 | 3.34 | 3.34 | 3.34
8755 | 1 | 1 | 3.31 | 3.31 | 3.31 | 3.31
8756 | 0 | 0 | 3.28 | 3.28 | 3.28 | 3.28
8757 | 0 | 0 | 3.25 | 3.25 | 3.25 | 3.25
8758 | 0 | 0 | 3.23 | 3.23 | 3.23 | 3.23
8759 | 0 | 0 | 3.18 | 3.18 | 3.18 | 3.18
8760 | 0 | 0 | 2.7923 | 2.7923 | 2.7923 | 2.7923